## MASTERLIST ASSET
APPROVED LIST MASTERLIST ASSET FOR HOSPITAL SHAH ALAM 2022
No. | Service | Period Name | Hospital | Department | Asset Description | Equipment Group | Asset Type Code | Qty | Asset No. | Purchase Cost (RM) | Total Purchase Cost (RM) | Status | Date Start Service | Warranty Expiry Date | Date Stop Service
1 | BEMS | P0 | Hospital Shah Alam, Selangor | KECEMASAN DAN TRAUMA | COMPRESSOR AIR (DENTAL) | Therapeutic Basic | 10-972 | 1 | KKM/JKN/HSA/10-05-01/H/15/4893 | 13000 | 13000 | V10 | 2021-01-01
2 | BEMS | P0 | Hospital Shah Alam, Selangor | KECEMASAN DAN TRAUMA | SUCTION UNIT (DENTAL) | Therapeutic Basic | 10-972 | 1 | KKM/JKN/HSA/10-05-01/H/15/466 | 14000 | 14000 | V10 | 2021-01-01
3 | BEMS | P0 | Hospital Shah Alam, Selangor | BEDAH MULUT | CENTRAL COMPRESSOR (DENTAL) | Therapeutic Basic | 10-972 | 1 | KKM/JKN/HSA/10-05-01/H/15/4891 | 78000 | 78000 | V10 | 2021-01-01
4 | BEMS | P0 | Hospital Shah Alam, Selangor | BEDAH MULUT | CENTRAL SUCTION (DENTAL) | Therapeutic Basic | 10-972 | 1 | KKM/JKN/HSA/10-05-01/H/15/4886 | 65000 | 65000 | V10 | 2021-01-01
5 | BEMS | P0 | Hospital Shah Alam, Selangor | KECEMASAN DAN TRAUMA | DENTAL CHAIR, OFFICER | Therapeutic Intermediate | 10-792 | 1 | KKM/JKN/HSA/10-05-01/H/15/4892 | 89700 | 89700 | V10 | 2021-01-01
6 | BEMS | P0 | Hospital Shah Alam, Selangor | PERGIGIAN PEDIATRIK | DENTAL CHAIR, OFFICER | Therapeutic Intermediate | 10-792 | 1 | KKM/JKN/HSA/10-05-01/H/15/1118 | 69000 | 69000 | V10 | 2021-01-01
7 | BEMS | P0 | Hospital Shah Alam, Selangor | BEDAH MULUT | DENTAL CHAIR, OFFICER | Therapeutic Intermediate | 10-792 | 1 | KKM/JKN/HSA/10-05-01/H/15/1119 | 69000 | 69000 | V10 | 2021-01-01
8 | BEMS | P0 | Hospital Shah Alam, Selangor | BEDAH MULUT | DENTAL CHAIR, OFFICER | Therapeutic Intermediate | 10-792 | 1 | KKM/JKN/HSA/10-05-01/H/15/1120 | 69000 | 69000 | V10 | 2021-01-01
9 | BEMS | P0 | Hospital Shah Alam, Selangor | BEDAH MULUT | DENTAL CHAIR, OFFICER | Therapeutic Intermediate | 10-792 | 1 | KKM/JKN/HSA/10-05-01/H/15/1121 | 69000 | 69000 | V10 | 2021-01-01
10 | BEMS | P0 | Hospital Shah Alam, Selangor | BEDAH MULUT | DENTAL CHAIR, OFFICER | Therapeutic Intermediate | 10-792 | 1 | KKM/JKN/HSA/10-05-01/H/15/1122 | 69000 | 69000 | V10 | 2021-01-01
11 | BEMS | P0 | Hospital Shah Alam, Selangor | BEDAH MULUT | DENTAL CHAIR, OFFICER | Therapeutic Intermediate | 10-792 | 1 | KKM/JKN/HSA/10-05-01/H/15/1123 | 69000 | 69000 | V10 | 2021-01-01
12 | BEMS | P0 | Hospital Shah Alam, Selangor | BEDAH MULUT | DENTAL CHAIR, OFFICER | Therapeutic Intermediate | 10-792 | 1 | KKM/JKN/HSA/10-05-01/H/15/1124 | 69000 | 69000 | V10 | 2021-01-01
13 | BEMS | P0 | Hospital Shah Alam, Selangor | BEDAH MULUT | DENTAL CHAIR, SPECIALIST | Therapeutic Intermediate | 10-792 | 1 | KKM/JKN/HSA/10-05-01/H/15/1489 | 89000 | 89000 | V10 | 2021-01-01
14 | BEMS | P0 | Hospital Shah Alam, Selangor | BEDAH MULUT | DENTAL CHAIR, SPECIALIST | Therapeutic Intermediate | 10-792 | 1 | KKM/JKN/HSA/10-05-01/H/15/1490 | 89000 | 89000 | V10 | 2021-01-01
15 | BEMS | P0 | Hospital Shah Alam, Selangor | PERGIGIAN PEDIATRIK | DENTAL CHAIR, SPECIALIST | Therapeutic Intermediate | 10-792 | 1 | KKM/JKN/HSA/10-05-01/H/15/1491 | 89000 | 89000 | V10 | 2021-01-01
16 | BEMS | P0 | Hospital Shah Alam, Selangor | PEMBEDAHAN MULUT | DENTAL X-RAY CHAIR | Therapeutic Basic | 16-437 | 1 | KKM/JKN/HSA/10-05-01/H/15/1089 | 7000 | 7000 | V10 | 2021-01-01
17 | BEMS | P0 | Hospital Shah Alam, Selangor | PATOLOGI | ANALYSER BLOOD GAS | Laboratory Intermediate | 15-709 | 1 | KKM/JKN/HSA/10-05-01/H/15/4000 | 33400 | 33400 | V10 | 2021-01-01
18 | BEMS | P0 | Hospital Shah Alam, Selangor | PATOLOGI | ANALYSER BLOOD GAS | Laboratory Intermediate | 15-709 | 1 | KKM/JKN/HSA/10-05-01/H/15/4001 | 33400 | 33400 | V10 | 2021-01-01
19 | BEMS | P0 | Hospital Shah Alam, Selangor | PEDIATRIK | ANALYSER BLOOD GAS + ISE | Laboratory Intermediate | 18-618 | 1 | KKM/JKN/HSA/10-05-01/H/15/4009 | 44070 | 44070 | V10 | 2021-01-01
20 | BEMS | P0 | Hospital Shah Alam, Selangor | OBSTETRIK & GINEKOLOGI | ANALYSER BLOOD GAS + ISE | Laboratory Intermediate | 18-618 | 1 | KKM/JKN/HSA/10-05-01/H/15/4010 | 44070 | 44070 | V10 | 2021-01-01
21 | BEMS | P0 | Hospital Shah Alam, Selangor | ANESTESIOLOGI | ANALYSER BLOOD GAS + ISE | Laboratory Intermediate | 18-618 | 1 | KKM/JKN/HSA/10-05-01/H/15/4011 | 44070 | 44070 | V10 | 2021-01-01
22 | BEMS | P0 | Hospital Shah Alam, Selangor | ANESTESIOLOGI | ANALYSER BLOOD GAS + ISE | Laboratory Intermediate | 18-618 | 1 | KKM/JKN/HSA/10-05-01/H/15/4012 | 44070 | 44070 | V10 | 2021-01-01
23 | BEMS | P0 | Hospital Shah Alam, Selangor | PERUBATAN AM | ANALYSER BLOOD GAS + ISE | Laboratory Intermediate | 18-618 | 1 | KKM/JKN/HSA/10-05-01/H/15/4013 | 44070 | 44070 | V10 | 2021-01-01
24 | BEMS | P0 | Hospital Shah Alam, Selangor | KECEMASAN & TRAUMA | ANALYSER BLOOD GAS + ISE | Laboratory Intermediate | 18-618 | 1 | KKM/JKN/HSA/10-05-01/H/15/4283 | 44070 | 44070 | V10 | 2021-01-01
25 | BEMS | P0 | Hospital Shah Alam, Selangor | PATOLOGI | HPLC SYSTEM FOR HBA1C C/W UPS | Laboratory Intermediate | 17-109 | 1 | KKM/JKN/HSA/10-05-01/H/15/4018 | 67000 | 67000 | V10 | 2021-01-01
26 | BEMS | P0 | Hospital Shah Alam, Selangor | PATOLOGI | COAGULOMETER (AUTOMATIC) | Laboratory Intermediate | 15-098 | 1 | KKM/JKN/HSA/10-05-01/H/15/3915 | 64000 | 64000 | V10 | 2021-01-01
27 | BEMS | P0 | Hospital Shah Alam, Selangor | PATOLOGI | COAGULOMETER (AUTOMATIC) | Laboratory Intermediate | 15-098 | 1 | KKM/JKN/HSA/10-05-01/H/15/3916 | 64000 | 64000 | V10 | 2021-01-01
28 | BEMS | P0 | Hospital Shah Alam, Selangor | KECEMASAN & TRAUMA | HEMATOLOGY ANALYSER / SYSMEX / XP-100 | Laboratory Intermediate | 17-741 | 1 | KKM/JKN/HSA/10-05-01/H/15/38 | 25000 | 25000 | V10 | 2021-01-01
29 | BEMS | P0 | Hospital Shah Alam, Selangor | PEDIATRIK | NOX BOX1 MOBILE | Therapeutic Basic | 18-586 | 1 | KKM/JKN/HSA/10-05-01/H/16/123 | 179000 | 179000 | V10 | 2021-01-01
30 | BEMS | P0 | Hospital Shah Alam, Selangor | OTORINOLARINGOLOGI | HEADLAMP FIBEROPTIC | Diagnostic Basic | 12-345 | 1 | KKM/JKN/HSA/10-05-01/H/15/2475 | 6500 | 6500 | V10 | 2021-01-01
31 | BEMS | P0 | Hospital Shah Alam, Selangor | OTORINOLARINGOLOGI | HEADLAMP FIBEROPTIC | Diagnostic Basic | 12-345 | 1 | KKM/JKN/HSA/10-05-01/H/15/2476 | 6500 | 6500 | V10 | 2021-01-01
32 | BEMS | P0 | Hospital Shah Alam, Selangor | OTORINOLARINGOLOGI | HEADLAMP FIBEROPTIC | Diagnostic Basic | 12-345 | 1 | KKM/JKN/HSA/10-05-01/H/15/2477 | 6500 | 6500 | V10 | 2021-01-01
33 | BEMS | P0 | Hospital Shah Alam, Selangor | OTORINOLARINGOLOGI | HEADLAMP FIBEROPTIC | Diagnostic Basic | 12-345 | 1 | KKM/JKN/HSA/10-05-01/H/15/2478 | 6500 | 6500 | V10 | 2021-01-01
34 | BEMS | P0 | Hospital Shah Alam, Selangor | OTORINOLARINGOLOGI | HEADLAMP FIBEROPTIC | Diagnostic Basic | 12-345 | 1 | KKM/JKN/HSA/10-05-01/H/15/2479 | 6500 | 6500 | V10 | 2021-01-01
35 | BEMS | P0 | Hospital Shah Alam, Selangor | OTORINOLARINGOLOGI | HEADLAMP FIBEROPTIC W/XENON LIGHT SOURCE | Diagnostic Basic | 12-345 | 1 | KKM/JKN/HSA/10-05-01/H/15/2480 | 14000 | 14000 | V10 | 2021-01-01
36 | BEMS | P0 | Hospital Shah Alam, Selangor | OTORINOLARINGOLOGI | HEADLAMP FIBEROPTIC W/XENON LIGHT SOURCE | Diagnostic Basic | 12-345 | 1 | KKM/JKN/HSA/10-05-01/H/15/2481 | 14000 | 14000 | V10 | 2021-01-01
37 | BEMS | P0 | Hospital Shah Alam, Selangor | OTORINOLARINGOLOGI | HEADLAMP FIBEROPTIC W/XENON LIGHT SOURCE | Diagnostic Basic | 12-345 | 1 | KKM/JKN/HSA/10-05-01/H/15/3574 | 14000 | 14000 | V10 | 2021-01-01
38 | BEMS | P0 | Hospital Shah Alam, Selangor | OTORINOLARINGOLOGI | HEADLAMP FIBEROPTIC W/XENON LIGHT SOURCE | Diagnostic Basic | 12-345 | 1 | KKM/JKN/HSA/10-05-01/H/15/3575 | 14000 | 14000 | V10 | 2021-01-01
39 | BEMS | P0 | Hospital Shah Alam, Selangor | PEMBEDAHAN MULUT | DENTAL MODEL TRIMMERS/POLISHING | Therapeutic Basic | 88-008 | 1 | KKM/JKN/HSA/10-05-01/H/15/4029 | 2000 | 2000 | V10 | 2021-01-01
40 | BEMS | P0 | Hospital Shah Alam, Selangor | ANESTESIOLOGI | AMALGAMATOR | Diagnostic Basic | 10-082 | 1 | KKM/JKN/HSA/10-05-01/H/15/3564 | 2000 | 2000 | V10 | 2021-01-01
41 | BEMS | P0 | Hospital Shah Alam, Selangor | PEMBEDAHAN MULUT | AMALGAMATOR | Diagnostic Basic | 10-082 | 1 | KKM/JKN/HSA/10-05-01/H/15/3565 | 2000 | 2000 | V10 | 2021-01-01
42 | BEMS | P0 | Hospital Shah Alam, Selangor | PEMBEDAHAN MULUT | AMALGAMATOR | Diagnostic Basic | 10-082 | 1 | KKM/JKN/HSA/10-05-01/H/15/3566 | 2000 | 2000 | V10 | 2021-01-01
43 | BEMS | P0 | Hospital Shah Alam, Selangor | PEMBEDAHAN MULUT | AMALGAMATOR | Diagnostic Basic | 10-082 | 1 | KKM/JKN/HSA/10-05-01/H/15/3567 | 2000 | 2000 | V10 | 2021-01-01
44 | BEMS | P0 | Hospital Shah Alam, Selangor | PEMBEDAHAN MULUT | AMALGAMATOR | Diagnostic Basic | 10-082 | 1 | KKM/JKN/HSA/10-05-01/H/15/3568 | 2000 | 2000 | V10 | 2021-01-01
45 | BEMS | P0 | Hospital Shah Alam, Selangor | PEMBEDAHAN MULUT | AMALGAMATOR | Diagnostic Basic | 10-082 | 1 | KKM/JKN/HSA/10-05-01/H/15/3569 | 2000 | 2000 | V10 | 2021-01-01
46 | BEMS | P0 | Hospital Shah Alam, Selangor | PEMBEDAHAN MULUT | AMALGAMATOR | Diagnostic Basic | 10-082 | 1 | KKM/JKN/HSA/10-05-01/H/15/3570 | 2000 | 2000 | V10 | 2021-01-01
47 | BEMS | P0 | Hospital Shah Alam, Selangor | PEMBEDAHAN MULUT | AMALGAMATOR | Diagnostic Basic | 10-082 | 1 | KKM/JKN/HSA/10-05-01/H/15/3571 | 2000 | 2000 | V10 | 2021-01-01
48 | BEMS | P0 | Hospital Shah Alam, Selangor | PEMBEDAHAN MULUT | AMALGAMATOR | Diagnostic Basic | 10-082 | 1 | KKM/JKN/HSA/10-05-01/H/15/3572 | 2000 | 2000 | V10 | 2021-01-01
49 | BEMS | P0 | Hospital Shah Alam, Selangor | PEMBEDAHAN MULUT | AMALGAMATOR | Diagnostic Basic | 10-082 | 1 | KKM/JKN/HSA/10-05-01/H/15/3573 | 2000 | 2000 | V10 | 2021-01-01
50 | BEMS | P0 | Hospital Shah Alam, Selangor | PEMBEDAHAN MULUT | AMALGAMATOR | Diagnostic Basic | 10-082 | 1 | KKM/JKN/HSA/10-05-01/H/15/3624 | 2000 | 2000 | V10 | 2021-01-01
51 | BEMS | P0 | Hospital Shah Alam, Selangor | PEMBEDAHAN MULUT | LIGHT CURING UNIT | Therapeutic Basic | 16-353 | 1 | KKM/JKN/HSA/10-05-01/H/15/1701 | 2550 | 2550 | V10 | 2021-01-01
52 | BEMS | P0 | Hospital Shah Alam, Selangor | PEMBEDAHAN MULUT | LIGHT CURING UNIT | Therapeutic Basic | 16-353 | 1 | KKM/JKN/HSA/10-05-01/H/15/1702 | 2550 | 2550 | V10 | 2021-01-01
53 | BEMS | P0 | Hospital Shah Alam, Selangor | PEMBEDAHAN MULUT | LIGHT CURING UNIT | Therapeutic Basic | 16-353 | 1 | KKM/JKN/HSA/10-05-01/H/15/1703 | 2550 | 2550 | V10 | 2021-01-01
54 | BEMS | P0 | Hospital Shah Alam, Selangor | PEMBEDAHAN MULUT | LIGHT CURING UNIT | Therapeutic Basic | 16-353 | 1 | KKM/JKN/HSA/10-05-01/H/15/1704 | 2550 | 2550 | V10 | 2021-01-01
55 | BEMS | P0 | Hospital Shah Alam, Selangor | PEMBEDAHAN MULUT | LIGHT CURING UNIT | Therapeutic Basic | 16-353 | 1 | KKM/JKN/HSA/10-05-01/H/15/1705 | 2550 | 2550 | V10 | 2021-01-01
56 | BEMS | P0 | Hospital Shah Alam, Selangor | PEMBEDAHAN MULUT | LIGHT CURING UNIT | Therapeutic Basic | 16-353 | 1 | KKM/JKN/HSA/10-05-01/H/15/1706 | 2550 | 2550 | V10 | 2021-01-01
57 | BEMS | P0 | Hospital Shah Alam, Selangor | PEMBEDAHAN MULUT | LIGHT CURING UNIT | Therapeutic Basic | 16-353 | 1 | KKM/JKN/HSA/10-05-01/H/15/1707 | 2550 | 2550 | V10 | 2021-01-01
58 | BEMS | P0 | Hospital Shah Alam, Selangor | PEMBEDAHAN MULUT | LIGHT CURING UNIT | Therapeutic Basic | 16-353 | 1 | KKM/JKN/HSA/10-05-01/H/15/1708 | 2550 | 2550 | V10 | 2021-01-01
59 | BEMS | P0 | Hospital Shah Alam, Selangor | PEMBEDAHAN MULUT | LIGHT CURING UNIT | Therapeutic Basic | 16-353 | 1 | KKM/JKN/HSA/10-05-01/H/15/1709 | 2550 | 2550 | V10 | 2021-01-01
60 | BEMS | P0 | Hospital Shah Alam, Selangor | PEMBEDAHAN MULUT | LIGHT CURING UNIT | Therapeutic Basic | 16-353 | 1 | KKM/JKN/HSA/10-05-01/H/15/1710 | 2550 | 2550 | V10 | 2021-01-01
61 | BEMS | P0 | Hospital Shah Alam, Selangor | PEMBEDAHAN MULUT | DENTAL IMPLANT UNITS | Therapeutic Intermediate | 88-006 | 1 | KKM/JKN/HSA/10-05-01/H/15/1662 | 9250 | 9250 | V10 | 2021-01-01
62 | BEMS | P0 | Hospital Shah Alam, Selangor | PEMBEDAHAN MULUT | DENTAL IMPLANT UNITS | Therapeutic Intermediate | 88-006 | 1 | KKM/JKN/HSA/10-05-01/H/15/1663 | 9250 | 9250 | V10 | 2021-01-01
63 | BEMS | P0 | Hospital Shah Alam, Selangor | PEMBEDAHAN MULUT | DENTAL IMPLANT UNITS | Therapeutic Intermediate | 88-006 | 1 | KKM/JKN/HSA/10-05-01/H/15/1664 | 9250 | 9250 | V10 | 2021-01-01
64 | BEMS | P0 | Hospital Shah Alam, Selangor | PEMBEDAHAN MULUT | POLYMERIZATION BATH | Therapeutic Basic | 99-903 | 1 | KKM/JKN/HSA/10-05-01/H/15/4025 | 10000 | 10000 | V10 | 2021-01-01
65 | BEMS | P0 | Hospital Shah Alam, Selangor | PEMBEDAHAN MULUT | POLYMERIZATION BATH | Therapeutic Basic | 99-903 | 1 | KKM/JKN/HSA/10-05-01/H/15/4026 | 10000 | 10000 | V10 | 2021-01-01
66 | BEMS | P0 | Hospital Shah Alam, Selangor | PEMBEDAHAN MULUT | DENTAL HANDPIECE | Therapeutic Intermediate | 11-161 | 1 | KKM/JKN/HSA/10-05-01/H/16/35 | 5860 | 5860 | V10 | 2021-01-01
67 | BEMS | P0 | Hospital Shah Alam, Selangor | PEMBEDAHAN MULUT | DENTAL HANDPIECE | Therapeutic Intermediate | 11-161 | 1 | KKM/JKN/HSA/10-05-01/H/16/36 | 5860 | 5860 | V10 | 2021-01-01
68 | BEMS | P0 | Hospital Shah Alam, Selangor | PEMBEDAHAN MULUT | DENTAL HANDPIECE | Therapeutic Intermediate | 11-161 | 1 | KKM/JKN/HSA/10-05-01/H/16/96 | 2052 | 2052 | V10 | 2021-01-01
69 | BEMS | P0 | Hospital Shah Alam, Selangor | PEMBEDAHAN MULUT | DENTAL HANDPIECE | Therapeutic Intermediate | 11-161 | 1 | KKM/JKN/HSA/10-05-01/H/16/97 | 2826 | 2826 | V10 | 2021-01-01
70 | BEMS | P0 | Hospital Shah Alam, Selangor | PEMBEDAHAN MULUT | DENTAL HANDPIECE | Therapeutic Intermediate | 11-161 | 1 | KKM/JKN/HSA/10-05-01/H/16/98 | 2826 | 2826 | V10 | 2021-01-01
71 | BEMS | P0 | Hospital Shah Alam, Selangor | PEMBEDAHAN MULUT | DENTAL HANDPIECE | Therapeutic Intermediate | 11-161 | 1 | KKM/JKN/HSA/10-05-01/H/16/99 | 2690 | 2690 | V10 | 2021-01-01
72 | BEMS | P0 | Hospital Shah Alam, Selangor | PEMBEDAHAN MULUT | DENTAL HANDPIECE | Therapeutic Intermediate | 11-161 | 1 | KKM/JKN/HSA/10-05-01/H/16/100 | 2690 | 2690 | V10 | 2021-01-01
73 | BEMS | P0 | Hospital Shah Alam, Selangor | PEMBEDAHAN MULUT | DENTAL HANDPIECE | Therapeutic Intermediate | 11-161 | 1 | KKM/JKN/HSA/10-05-01/H/18/144 | 10000 | 10000 | V10 | 2021-01-01
74 | BEMS | P0 | Hospital Shah Alam, Selangor | OTORINOLARINGOLOGI | LIGHT SOURCE FIBEROPTIC COMPACT | Diagnostic Basic | 12-343 | 1 | KKM/JKN/HSA/10-01-01/R/15/7575 | 1320 | 1320 | V10 | 2021-01-01
75 | BEMS | P0 | Hospital Shah Alam, Selangor | PERUBATAN AM | LIGHT SOURCE XENON 300 WATTS | Diagnostic Basic | 12-343 | 1 | KKM/JKN/HSA/10-01-01/H/15/1327 | 24700 | 24700 | V10 | 2021-01-01
76 | BEMS | P0 | Hospital Shah Alam, Selangor | PERUBATAN AM | LIGHT SOURCE XENON 300 WATTS | Diagnostic Basic | 12-343 | 1 | KKM/JKN/HSA/10-01-01/H/15/1328 | 24700 | 24700 | V10 | 2021-01-01
77 | BEMS | P0 | Hospital Shah Alam, Selangor | PERUBATAN AM | LIGHT SOURCE XENON 300 WATTS | Diagnostic Basic | 12-343 | 1 | KKM/JKN/HSA/10-01-01/H/15/1329 | 24700 | 24700 | V10 | 2021-01-01
78 | BEMS | P0 | Hospital Shah Alam, Selangor | ANESTESIOLOGI | LIGHT SOURCE XENON 300 WATTS | Diagnostic Basic | 12-343 | 1 | KKM/JKN/HSA/10-01-01/H/15/1330 | 24700 | 24700 | V10 | 2021-01-01
79 | BEMS | P0 | Hospital Shah Alam, Selangor | ANESTESIOLOGI | LIGHT SOURCE XENON 300 WATTS | Diagnostic Basic | 12-343 | 1 | KKM/JKN/HSA/10-01-01/H/15/1331 | 24700 | 24700 | V10 | 2021-01-01
80 | BEMS | P0 | Hospital Shah Alam, Selangor | ANESTESIOLOGI | LIGHT SOURCE XENON 300 WATTS | Diagnostic Basic | 12-343 | 1 | KKM/JKN/HSA/10-01-01/H/15/1332 | 24700 | 24700 | V10 | 2021-01-01
81 | BEMS | P0 | Hospital Shah Alam, Selangor | ANESTESIOLOGI | LIGHT GUIDE 3.5MM | Diagnostic Basic | 12-345 | 1 | KKM/JKN/HSA/10-05-01/R/15/6818 | 1930 | 1930 | V10 | 2021-01-01
82 | BEMS | P0 | Hospital Shah Alam, Selangor | ANESTESIOLOGI | LIGHT GUIDE 3.5MM | Diagnostic Basic | 12-345 | 1 | KKM/JKN/HSA/10-05-01/R/15/6819 | 1930 | 1930 | V10 | 2021-01-01
83 | BEMS | P0 | Hospital Shah Alam, Selangor | ANESTESIOLOGI | LIGHT GUIDE 3.5MM | Diagnostic Basic | 12-345 | 1 | KKM/JKN/HSA/10-05-01/R/15/6821 | 1930 | 1930 | V10 | 2021-01-01
84 | BEMS | P0 | Hospital Shah Alam, Selangor | PERUBATAN AM | VIDEO PRINTER | Diagnostic Basic | 17-508 | 1 | KKM/JKN/HSA/10-05-01/H/15/4086 | 4870 | 4870 | V10 | 2021-01-01
85 | BEMS | P0 | Hospital Shah Alam, Selangor | PERUBATAN AM | VIDEO PRINTER | Diagnostic Basic | 17-508 | 1 | KKM/JKN/HSA/10-05-01/H/15/4087 | 4870 | 4870 | V10 | 2021-01-01
86 | BEMS | P0 | Hospital Shah Alam, Selangor | PERUBATAN AM | VIDEO PRINTER | Diagnostic Basic | 17-508 | 1 | KKM/JKN/HSA/10-05-01/H/15/4088 | 4870 | 4870 | V10 | 2021-01-01
87 | BEMS | P0 | Hospital Shah Alam, Selangor | KECEMASAN & TRAUMA | SAW PLASTER ELECTRIC C/W VACUUM | Therapeutic Basic | 16-340 | 1 | KKM/JKN/HSA/10-05-01/H/15/2826 | 8500 | 8500 | V10 | 2021-01-01
88 | BEMS | P0 | Hospital Shah Alam, Selangor | ORTHOPEDIK | SAW PLASTER ELECTRIC C/W VACUUM | Therapeutic Basic | 16-340 | 1 | KKM/JKN/HSA/10-05-01/H/15/4157 | 11050 | 11050 | V10 | 2021-01-01
89 | BEMS | P0 | Hospital Shah Alam, Selangor | ORTHOPEDIK | SAW PLASTER ELECTRIC C/W VACUUM | Therapeutic Basic | 16-340 | 1 | KKM/JKN/HSA/10-05-01/H/15/4255 | 11050 | 11050 | V10 | 2021-01-01
90 | BEMS | P0 | Hospital Shah Alam, Selangor | ORTHOPEDIK | SAW PLASTER ELECTRIC C/W VACUUM | Therapeutic Basic | 16-340 | 1 | KKM/JKN/HSA/10-05-01/H/15/4256 | 11050 | 11050 | V10 | 2021-01-01
91 | BEMS | P0 | Hospital Shah Alam, Selangor | ORTHOPEDIK | SAW PLASTER ELECTRIC C/W VACUUM | Therapeutic Basic | 16-340 | 1 | KKM/JKN/HSA/10-05-01/H/15/4257 | 11050 | 11050 | V10 | 2021-01-01
92 | BEMS | P0 | Hospital Shah Alam, Selangor | PEDIATRIK | HUMAN PATIENT SIMULATOR | Therapeutic Basic | 15-309 | 1 | KKM/JKN/HSA/10-05-01/H/16/124 | 21488.7 | 21488.7 | V10 | 2021-01-01
93 | BEMS | P0 | Hospital Shah Alam, Selangor | PEDIATRIK | HUMAN PATIENT SIMULATOR | Therapeutic Basic | 15-309 | 1 | KKM/JKN/HSA/10-05-01/H/16/125 | 3339.65 | 3339.65 | V10 | 2021-01-01
94 | BEMS | P0 | Hospital Shah Alam, Selangor | PEDIATRIK | HUMAN PATIENT SIMULATOR | Therapeutic Basic | 15-309 | 1 | KKM/JKN/HSA/10-05-01/H/16/126 | 8562.05 | 8562.05 | V10 | 2021-01-01
95 | BEMS | P0 | Hospital Shah Alam, Selangor | PEDIATRIK | KOMPUTER TABLET | Therapeutic Basic | 15-309 | 1 | KKM/JKN/HSA/10-05-01/H/16/127 | 6337.5 | 6337.5 | V10 | 2021-01-01
96 | BEMS | P0 | Hospital Shah Alam, Selangor | REHABILITASI | ULTRASOUND THERAPEUTIC C/W 2 TRANSDUSERS | Therapeutic Intermediate | 11-248 | 1 | KKM/JKN/HSA/10-05-01/H/15/955 | 7063 | 7063 | V10 | 2021-01-01
97 | BEMS | P0 | Hospital Shah Alam, Selangor | REHABILITASI | ULTRASOUND THERAPEUTIC C/W 2 TRANSDUSERS | Therapeutic Intermediate | 11-248 | 1 | KKM/JKN/HSA/10-05-01/H/15/956 | 7063 | 7063 | V10 | 2021-01-01
98 | BEMS | P0 | Hospital Shah Alam, Selangor | REHABILITASI | COMBINATION ELECTROTHERAPY AND ULTRASOUND | Therapeutic Intermediate | 11-248 | 1 | KKM/JKN/HSA/10-05-01/H/15/420 | 17549 | 17549 | V10 | 2021-01-01
99 | BEMS | P0 | Hospital Shah Alam, Selangor | REHABILITASI | LASER UNIT THERAPUTIC | Therapeutic Intermediate | 11-248 | 1 | KKM/JKN/HSA/10-05-01/H/15/2756 | 11650 | 11650 | V10 | 2021-01-01
100 | BEMS | P0 | Hospital Shah Alam, Selangor | PEMBEDAHAN MULUT | APEX LOCATOR | Therapeutic Intermediate | 16-355 | 1 | KKM/JKN/HSA/10-05-01/H/15/2045 | 2400 | 2400 | V10 | 2021-01-01
101 | BEMS | P0 | Hospital Shah Alam, Selangor | PEMBEDAHAN MULUT | APEX LOCATOR | Therapeutic Intermediate | 16-355 | 1 | KKM/JKN/HSA/10-05-01/H/15/2046 | 2400 | 2400 | V10 | 2021-01-01
102 | BEMS | P0 | Hospital Shah Alam, Selangor | PEMBEDAHAN MULUT | DENTAL DELIVERY UNIT (VACUUM SYSTEM) | Therapeutic Intermediate | 11-165 | 1 | KKM/JKN/HSA/10-05-01/H/16/101 | 36915 | 36915 | V10 | 2021-01-01
103 | BEMS | P0 | Hospital Shah Alam, Selangor | PENDIDIKAN KESIHATAN | PICO SMOKERLYZER | Diagnostic Basic | 20-198 | 1 | KKM/JKN/HSA/10-05-01/H/16/44 | 3800 | 3800 | V10 | 2021-01-01
104 | BEMS | P0 | Hospital Shah Alam, Selangor | PENDIDIKAN KESIHATAN | PICO SMOKERLYZER | Diagnostic Basic | 20-198 | 1 | KKM/JKN/HSA/10-05-01/H/16/167 | 3150 | 3150 | V10 | 2021-01-01
105 | BEMS | P0 | Hospital Shah Alam, Selangor | KECEMASAN & TRAUMA | ASR SIMULATOR MANNEQUIN WITH MONITOR | Therapeutic Basic | 15-309 | 1 | KKM/JKN/HSA/10-05-01/H/15/4870 | 28532.4 | 28532.4 | V10 | 2021-01-01
106 | BEMS | P0 | Hospital Shah Alam, Selangor | KECEMASAN & TRAUMA | RESUSCITATION MODEL BABY WITH CASE | Therapeutic Basic | 15-309 | 1 | KKM/JKN/HSA/10-05-01/H/15/3657 | 2850 | 2850 | V10 | 2021-01-01
107 | BEMS | P0 | Hospital Shah Alam, Selangor | KECEMASAN & TRAUMA | RESUSCITATION MODEL BABY WITH CASE | Therapeutic Basic | 15-309 | 1 | KKM/JKN/HSA/10-05-01/H/15/3636 | 11000 | 11000 | V10 | 2021-01-01
108 | BEMS | P0 | Hospital Shah Alam, Selangor | BEDAH MULUT | THERMOFORMING MACHINE/ERKOPRESS | Therapeutic Basic | 88-008 | 1 | KKM/JKN/HSA/10-05-01/H/15/4045 | 4500 | 4500 | V10 | 2021-01-01
109 | BEMS | P0 | Hospital Shah Alam, Selangor | OT | LAMP OPERATING MAJOR + SATELLITE C/W UPS | Therapeutic Basic | 12-282 | 1 | KKM/JKN/HSA/10-05-01/H/15/4876 | 82550 | 82550 | V10 | 2021-01-01
110 | BEMS | P0 | Hospital Shah Alam, Selangor | OT | LAMP OPERATING MAJOR + SATELLITE C/W UPS | Therapeutic Basic | 12-282 | 1 | KKM/JKN/HSA/10-05-01/H/15/4877 | 82550 | 82550 | V10 | 2021-01-01
111 | BEMS | P0 | Hospital Shah Alam, Selangor | OT | LAMP OPERATING MAJOR + SATELLITE C/W UPS | Therapeutic Basic | 12-282 | 1 | KKM/JKN/HSA/10-05-01/H/15/4878 | 82550 | 82550 | V10 | 2021-01-01
112 | BEMS | P0 | Hospital Shah Alam, Selangor | OT | LAMP OPERATING MAJOR + SATELLITE C/W UPS | Therapeutic Basic | 12-282 | 1 | KKM/JKN/HSA/10-05-01/H/15/4879 | 82550 | 82550 | V10 | 2021-01-01
113 | BEMS | P0 | Hospital Shah Alam, Selangor | OT | LAMP OPERATING MAJOR + SATELLITE C/W UPS | Therapeutic Basic | 12-282 | 1 | KKM/JKN/HSA/10-05-01/H/15/4880 | 82550 | 82550 | V10 | 2021-01-01
114 | BEMS | P0 | Hospital Shah Alam, Selangor | OT | LAMP OPERATING MAJOR + SATELLITE C/W UPS | Therapeutic Basic | 12-282 | 1 | KKM/JKN/HSA/10-05-01/H/15/4881 | 82550 | 82550 | V10 | 2021-01-01
115 | BEMS | P0 | Hospital Shah Alam, Selangor | OT | LAMP OPERATING MAJOR + SATELLITE C/W UPS | Therapeutic Basic | 12-282 | 1 | KKM/JKN/HSA/10-05-01/H/15/4882 | 82550 | 82550 | V10 | 2021-01-01
116 | BEMS | P0 | Hospital Shah Alam, Selangor | OT | LAMP OPERATING MAJOR + SATELLITE C/W UPS | Therapeutic Basic | 12-282 | 1 | KKM/JKN/HSA/10-05-01/H/15/4883 | 82550 | 82550 | V10 | 2021-01-01
117 | BEMS | P0 | Hospital Shah Alam, Selangor | MOT | LAMP OPERATING MAJOR + SATELLITE C/W UPS | Therapeutic Basic | 12-282 | 1 | KKM/JKN/HSA/10-05-01/H/15/4884 | 82550 | 82550 | V10 | 2021-01-01
118 | BEMS | P0 | Hospital Shah Alam, Selangor | MOT | LAMP OPERATING MAJOR + SATELLITE C/W UPS | Therapeutic Basic | 12-282 | 1 | KKM/JKN/HSA/10-05-01/H/15/4885 | 82550 | 82550 | V10 | 2021-01-01
119 | BEMS | P0 | Hospital Shah Alam, Selangor | NEFROLOGI | LAMP OPERATING MINOR | Therapeutic Basic | 12-282 | 1 | KKM/JKN/HSA/10-05-01/H/15/4030 | 30000 | 30000 | V10 | 2021-01-01
120 | BEMS | P0 | Hospital Shah Alam, Selangor | PEMBEDAHAN AM | LAMP OPERATING MINOR | Therapeutic Basic | 12-282 | 1 | KKM/JKN/HSA/10-05-01/H/15/4164 | 30000 | 30000 | V10 | 2021-01-01
121 | BEMS | P0 | Hospital Shah Alam, Selangor | KECEMASAN DAN TRAUMA | TABLE APPLICATION PLASTER OF PARIS | Therapeutic Basic | 13-961 | 1 | KKM/JKN/HSA/10-05-01/H/15/1271 | 61557 | 61557 | V10 | 2021-01-01
122 | BEMS | P0 | Hospital Shah Alam, Selangor | ORTHOPEDIK | TABLE APPLICATION PLASTER OF PARIS | Therapeutic Basic | 13-961 | 1 | KKM/JKN/HSA/10-05-01/H/15/1272 | 61557 | 61557 | V10 | 2021-01-01
123 | BEMS | P0 | Hospital Shah Alam, Selangor | ORTHOPEDIK | TABLE APPLICATION PLASTER OF PARIS | Therapeutic Basic | 13-961 | 1 | KKM/JKN/HSA/10-05-01/H/15/1273 | 61557 | 61557 | V10 | 2021-01-01
124 | BEMS | P0 | Hospital Shah Alam, Selangor | ORTHOPEDIK | TABLE APPLICATION PLASTER OF PARIS | Therapeutic Basic | 13-961 | 1 | KKM/JKN/HSA/10-05-01/H/15/1274 | 61557 | 61557 | V10 | 2021-01-01
125 | BEMS | P0 | Hospital Shah Alam, Selangor | KECEMASAN DAN TRAUMA | TABLE OPERATING MINOR PL MATTRESS | Therapeutic Basic | 13-961 | 1 | KKM/JKN/HSA/10-05-01/H/15/1275 | 33294 | 33294 | V10 | 2021-01-01
126 | BEMS | P0 | Hospital Shah Alam, Selangor | PEMBEDAHAN AM | TABLE OPERATING MINOR PL MATTRESS | Therapeutic Basic | 13-961 | 1 | KKM/JKN/HSA/10-05-01/H/15/1276 | 33294 | 33294 | V10 | 2021-01-01
127 | BEMS | P0 | Hospital Shah Alam, Selangor | OT | TABLE OPERATING , W/ ACC. , ORTHOPAEDIC, ELECTRIC | Therapeutic Basic | 13-961 | 1 | KKM/JKN/HSA/10-05-01/H/15/1277 | 141381 | 141381 | V10 | 2021-01-01
128 | BEMS | P0 | Hospital Shah Alam, Selangor | OT | TABLE OPERATING , W/ ACC. , ORTHOPAEDIC, ELECTRIC | Therapeutic Basic | 13-961 | 1 | KKM/JKN/HSA/10-05-01/H/15/1278 | 141381 | 141381 | V10 | 2021-01-01
129 | BEMS | P0 | Hospital Shah Alam, Selangor | OT | TABLE OPERATING, W/ ACC. , MAJOR GENERAL, ELECTRIC | Therapeutic Basic | 13-961 | 1 | KKM/JKN/HSA/10-05-01/H/15/2414 | 124595 | 124595 | V10 | 2021-01-01
130 | BEMS | P0 | Hospital Shah Alam, Selangor | OT | TABLE OPERATING, W/ ACC. , MAJOR GENERAL, ELECTRIC | Therapeutic Basic | 13-961 | 1 | KKM/JKN/HSA/10-05-01/H/15/2415 | 124595 | 124595 | V10 | 2021-01-01
131 | BEMS | P0 | Hospital Shah Alam, Selangor | OT | TABLE OPERATING, W/ ACC. , MAJOR GENERAL, ELECTRIC | Therapeutic Basic | 13-961 | 1 | KKM/JKN/HSA/10-05-01/H/15/2416 | 124595 | 124595 | V10 | 2021-01-01
132 | BEMS | P0 | Hospital Shah Alam, Selangor | OT | TABLE OPERATING, W/ ACC. , MAJOR GENERAL, ELECTRIC | Therapeutic Basic | 13-961 | 1 | KKM/JKN/HSA/10-05-01/H/15/2417 | 124595 | 124595 | V10 | 2021-01-01
133 | BEMS | P0 | Hospital Shah Alam, Selangor | OT | TABLE OPERATING, W/ ACC. , OPHTHALM., ELECTRIC | Therapeutic Basic | 13-961 | 1 | KKM/JKN/HSA/10-05-01/H/15/2413 | 106531 | 106531 | V10 | 2021-01-01
134 | BEMS | P0 | Hospital Shah Alam, Selangor | OT | TABLE OPERATING, W/ ACC. , ENT., ELECTRIC | Therapeutic Basic | 13-961 | 1 | KKM/JKN/HSA/10-05-01/H/15/2418 | 110545 | 110545 | V10 | 2021-01-01
135 | BEMS | P0 | Hospital Shah Alam, Selangor | MOT | TABLE, OPERATING, O & G, ELECTRIC | Therapeutic Basic | 13-961 | 1 | KKM/JKN/HSA/10-05-01/H/15/2419 | 100664 | 100664 | V10 | 2021-01-01
136 | BEMS | P0 | Hospital Shah Alam, Selangor | MOT | TABLE, OPERATING, O & G, ELECTRIC | Therapeutic Basic | 13-961 | 1 | KKM/JKN/HSA/10-05-01/H/15/2420 | 100664 | 100664 | V10 | 2021-01-01
137 | BEMS | P0 | Hospital Shah Alam, Selangor | OBSTETRIK & GINEKOLOGI | ANAESTHETIC MACHINE | Therapeutic Intermediate | 10-134 | 1 | KKM/JKN/HSA/10-05-01/H/15/328 | 90000 | 90000 | V10 | 2021-01-01
138 | BEMS | P0 | Hospital Shah Alam, Selangor | OBSTETRIK & GINEKOLOGI | ANAESTHETIC MACHINE | Therapeutic Intermediate | 10-134 | 1 | KKM/JKN/HSA/10-05-01/H/15/329 | 90000 | 90000 | V10 | 2021-01-01
139 | BEMS | P0 | Hospital Shah Alam, Selangor | ANESTESIOLOGI | ANAESTHETIC MACHINE | Therapeutic Intermediate | 10-134 | 1 | KKM/JKN/HSA/10-05-01/H/15/330 | 90000 | 90000 | V10 | 2021-01-01
140 | BEMS | P0 | Hospital Shah Alam, Selangor | ANESTESIOLOGI | ANAESTHETIC MACHINE | Therapeutic Intermediate | 10-134 | 1 | KKM/JKN/HSA/10-05-01/H/15/331 | 90000 | 90000 | V10 | 2021-01-01
141 | BEMS | P0 | Hospital Shah Alam, Selangor | ANESTESIOLOGI | ANAESTHETIC MACHINE | Therapeutic Intermediate | 10-134 | 1 | KKM/JKN/HSA/10-05-01/H/15/332 | 90000 | 90000 | V10 | 2021-01-01
142 | BEMS | P0 | Hospital Shah Alam, Selangor | ANESTESIOLOGI | ANAESTHETIC MACHINE | Therapeutic Intermediate | 10-134 | 1 | KKM/JKN/HSA/10-05-01/H/15/333 | 90000 | 90000 | V10 | 2021-01-01
143 | BEMS | P0 | Hospital Shah Alam, Selangor | ANESTESIOLOGI | ANAESTHETIC MACHINE | Therapeutic Intermediate | 10-134 | 1 | KKM/JKN/HSA/10-05-01/H/15/334 | 90000 | 90000 | V10 | 2021-01-01
144 | BEMS | P0 | Hospital Shah Alam, Selangor | ANESTESIOLOGI | ANAESTHETIC MACHINE | Therapeutic Intermediate | 10-134 | 1 | KKM/JKN/HSA/10-05-01/H/15/335 | 90000 | 90000 | V10 | 2021-01-01
145 | BEMS | P0 | Hospital Shah Alam, Selangor | ANESTESIOLOGI | ANAESTHETIC MACHINE | Therapeutic Intermediate | 10-134 | 1 | KKM/JKN/HSA/10-05-01/H/15/336 | 90000 | 90000 | V10 | 2021-01-01
146 | BEMS | P0 | Hospital Shah Alam, Selangor | ANESTESIOLOGI | ANAESTHETIC MACHINE | Therapeutic Intermediate | 10-134 | 1 | KKM/JKN/HSA/10-05-01/H/15/337 | 90000 | 90000 | V10 | 2021-01-01
147 | BEMS | P0 | Hospital Shah Alam, Selangor | OBSTETRIK & GINEKOLOGI | MONITOR ANTE/INTRAPARTUM W/INTEGRAL PRINTER | Diagnostic Intermediate | 12-610 | 1 | KKM/JKN/HSA/10-05-01/H/15/761 | 11565 | 11565 | V10 | 2021-01-01
148 | BEMS | P0 | Hospital Shah Alam, Selangor | OBSTETRIK & GINEKOLOGI | MONITOR ANTE/INTRAPARTUM W/INTEGRAL PRINTER | Diagnostic Intermediate | 12-610 | 1 | KKM/JKN/HSA/10-05-01/H/15/762 | 11565 | 11565 | V10 | 2021-01-01
149 | BEMS | P0 | Hospital Shah Alam, Selangor | OBSTETRIK & GINEKOLOGI | MONITOR ANTE/INTRAPARTUM W/INTEGRAL PRINTER | Diagnostic Intermediate | 12-610 | 1 | KKM/JKN/HSA/10-05-01/H/15/764 | 11565 | 11565 | V10 | 2021-01-01
150 | BEMS | P0 | Hospital Shah Alam, Selangor | OBSTETRIK & GINEKOLOGI | MONITOR ANTE/INTRAPARTUM W/INTEGRAL PRINTER | Diagnostic Intermediate | 12-610 | 1 | KKM/JKN/HSA/10-05-01/H/15/765 | 11565 | 11565 | V10 | 2021-01-01
151 | BEMS | P0 | Hospital Shah Alam, Selangor | OBSTETRIK & GINEKOLOGI | MONITOR ANTE/INTRAPARTUM W/INTEGRAL PRINTER | Diagnostic Intermediate | 12-610 | 1 | KKM/JKN/HSA/10-05-01/H/15/769 | 11565 | 11565 | V10 | 2021-01-01
152 | BEMS | P0 | Hospital Shah Alam, Selangor | OBSTETRIK & GINEKOLOGI | MONITOR ANTEPARTUM W/INTEGRAL PRINTER | Diagnostic Intermediate | 12-610 | 1 | KKM/JKN/HSA/10-05-01/H/15/4296 | 10200 | 10200 | V10 | 2021-01-01
153 | BEMS | P0 | Hospital Shah Alam, Selangor | OBSTETRIK & GINEKOLOGI | MONITOR ANTEPARTUM W/INTEGRAL PRINTER | Diagnostic Intermediate | 12-610 | 1 | KKM/JKN/HSA/10-05-01/H/15/4297 | 10200 | 10200 | V10 | 2021-01-01
154 | BEMS | P0 | Hospital Shah Alam, Selangor | OBSTETRIK & GINEKOLOGI | MONITOR ANTEPARTUM W/INTEGRAL PRINTER | Diagnostic Intermediate | 12-610 | 1 | KKM/JKN/HSA/10-05-01/H/15/4298 | 10200 | 10200 | V10 | 2021-01-01
155 | BEMS | P0 | Hospital Shah Alam, Selangor | OBSTETRIK & GINEKOLOGI | MONITOR ANTEPARTUM W/INTEGRAL PRINTER | Diagnostic Intermediate | 12-610 | 1 | KKM/JKN/HSA/10-05-01/H/15/4299 | 10200 | 10200 | V10 | 2021-01-01
156 | BEMS | P0 | Hospital Shah Alam, Selangor | OBSTETRIK & GINEKOLOGI | MONITOR ANTEPARTUM W/INTEGRAL PRINTER | Diagnostic Intermediate | 12-610 | 1 | KKM/JKN/HSA/10-05-01/H/15/4300 | 10200 | 10200 | V10 | 2021-01-01
157 | BEMS | P0 | Hospital Shah Alam, Selangor | OBSTETRIK & GINEKOLOGI | MONITOR ANTEPARTUM W/INTEGRAL PRINTER | Diagnostic Intermediate | 12-610 | 1 | KKM/JKN/HSA/10-05-01/H/15/4301 | 10200 | 10200 | V10 | 2021-01-01
158 | BEMS | P0 | Hospital Shah Alam, Selangor | OBSTETRIK & GINEKOLOGI | MONITOR ANTEPARTUM W/INTEGRAL PRINTER | Diagnostic Intermediate | 12-610 | 1 | KKM/JKN/HSA/10-05-01/H/15/4302 | 10200 | 10200 | V10 | 2021-01-01
159 | BEMS | P0 | Hospital Shah Alam, Selangor | OBSTETRIK & GINEKOLOGI | MONITOR ANTEPARTUM W/INTEGRAL PRINTER | Diagnostic Intermediate | 12-610 | 1 | KKM/JKN/HSA/10-05-01/H/15/4303 | 10200 | 10200 | V10 | 2021-01-01
160 | BEMS | P0 | Hospital Shah Alam, Selangor | OBSTETRIK & GINEKOLOGI | MONITOR ANTEPARTUM W/INTEGRAL PRINTER | Diagnostic Intermediate | 12-610 | 1 | KKM/JKN/HSA/10-05-01/H/15/4304 | 10200 | 10200 | V10 | 2021-01-01
161 | BEMS | P0 | Hospital Shah Alam, Selangor | OBSTETRIK & GINEKOLOGI | MONITOR ANTEPARTUM W/INTEGRAL PRINTER | Diagnostic Intermediate | 12-610 | 1 | KKM/JKN/HSA/10-05-01/H/15/4305 | 10200 | 10200 | V10 | 2021-01-01
162 | BEMS | P0 | Hospital Shah Alam, Selangor | OBSTETRIK & GINEKOLOGI | MONITOR ANTEPARTUM/TWIN W/INTEGRAL PRINTER | Diagnostic Intermediate | 12-610 | 1 | KKM/JKN/HSA/10-05-01/H/15/594 | 10200 | 10200 | V10 | 2021-01-01
163 | BEMS | P0 | Hospital Shah Alam, Selangor | OBSTETRIK & GINEKOLOGI | MONITOR ANTE/INTRA PARTUM/TWIN W/INTEGRAL PRINTER | Diagnostic Intermediate | 12-610 | 1 | KKM/JKN/HSA/10-05-01/H/15/733 | 11565 | 11565 | V10 | 2021-01-01
164 | BEMS | P0 | Hospital Shah Alam, Selangor | OBSTETRIK & GINEKOLOGI | MONITOR ANTE/INTRA PARTUM/TWIN W/INTEGRAL PRINTER | Diagnostic Intermediate | 12-610 | 1 | KKM/JKN/HSA/10-05-01/H/15/734 | 11565 | 11565 | V10 | 2021-01-01
165 | BEMS | P0 | Hospital Shah Alam, Selangor | PEMBEDAHAN MULUT | ELECTROSURGERY UNIT DENTAL | Therapeutic Intermediate | 18-231 | 1 | KKM/JKN/HSA/10-05-01/H/15/1659 | 5875 | 5875 | V10 | 2021-01-01
166 | BEMS | P0 | Hospital Shah Alam, Selangor | PEMBEDAHAN MULUT | ELECTROSURGERY UNIT DENTAL | Therapeutic Intermediate | 18-231 | 1 | KKM/JKN/HSA/10-05-01/H/15/1660 | 5875 | 5875 | V10 | 2021-01-01
167 | BEMS | P0 | Hospital Shah Alam, Selangor | PEMBEDAHAN MULUT | ELECTROSURGERY | Therapeutic Intermediate | 18-231 | 1 | KKM/JKN/HSA/10-05-01/H/16/47 | 45800 | 45800 | V10 | 2021-01-01
168 | BEMS | P0 | Hospital Shah Alam, Selangor | PERUBATAN AM | DIATHERMY UNIT | Therapeutic Intermediate | 18-231 | 1 | KKM/JKN/HSA/10-05-01/H/15/560 | 11160 | 11160 | V10 | 2021-01-01
169 | BEMS | P0 | Hospital Shah Alam, Selangor | OTORINOLARINGOLOGI | DIATHERMY UNIT | Therapeutic Intermediate | 18-231 | 1 | KKM/JKN/HSA/10-05-01/H/15/563 | 11160 | 11160 | V10 | 2021-01-01
170 | BEMS | P0 | Hospital Shah Alam, Selangor | PERUBATAN AM | DIATHERMY UNIT | Therapeutic Intermediate | 17-739 | 1 | KKM/JKN/HSA/10-05-01/H/15/4918 | 11160 | 11160 | V10 | 2021-01-01
171 | BEMS | P0 | Hospital Shah Alam, Selangor | PERUBATAN AM | ELECTROSURGICAL UNIT | Therapeutic Intermediate | 17-739 | 1 | KKM/JKN/HSA/10-05-01/R/15/15382 | 1110 | 1110 | V10 | 2021-01-01
172 | BEMS | P0 | Hospital Shah Alam, Selangor | OFTALMOLOGI | DIATHERMY UNIT MONO & BIPOLAR ,MEDIUM POWER RANGE | Therapeutic Intermediate | 18-231 | 1 | KKM/JKN/HSA/10-05-01/H/15/4121 | 31700 | 31700 | V10 | 2021-01-01
173 | BEMS | P0 | Hospital Shah Alam, Selangor | ANESTESIOLOGI | DIATHERMY UNIT MONO & BIPOLAR, HIGH POWER RANGE | Therapeutic Intermediate | 17-739 | 1 | KKM/JKN/HSA/10-05-01/H/15/4931 | 33286.5 | 33286.5 | V10 | 2021-01-01
174 | BEMS | P0 | Hospital Shah Alam, Selangor | ANESTESIOLOGI | DIATHERMY UNIT MONO & BIPOLAR, HIGH POWER RANGE | Therapeutic Intermediate | 17-739 | 1 | KKM/JKN/HSA/10-05-01/H/15/4932 | 33286.5 | 33286.5 | V10 | 2021-01-01
175 | BEMS | P0 | Hospital Shah Alam, Selangor | ANESTESIOLOGI | DIATHERMY UNIT MONO & BIPOLAR, HIGH POWER RANGE | Therapeutic Intermediate | 17-739 | 1 | KKM/JKN/HSA/10-05-01/H/15/4933 | 33286.5 | 33286.5 | V10 | 2021-01-01
176 | BEMS | P0 | Hospital Shah Alam, Selangor | ANESTESIOLOGI | DIATHERMY UNIT MONO & BIPOLAR, HIGH POWER RANGE | Therapeutic Intermediate | 17-739 | 1 | KKM/JKN/HSA/10-05-01/H/15/4934 | 33286.5 | 33286.5 | V10 | 2021-01-01
177 | BEMS | P0 | Hospital Shah Alam, Selangor | ANESTESIOLOGI | DIATHERMY UNIT MONO & BIPOLAR, HIGH POWER RANGE | Therapeutic Intermediate | 17-739 | 1 | KKM/JKN/HSA/10-05-01/H/15/4935 | 33286.5 | 33286.5 | V10 | 2021-01-01
178 | BEMS | P0 | Hospital Shah Alam, Selangor | ANESTESIOLOGI | DIATHERMY UNIT MONO & BIPOLAR, HIGH POWER RANGE | Therapeutic Intermediate | 17-739 | 1 | KKM/JKN/HSA/10-05-01/H/15/4936 | 33286.5 | 33286.5 | V10 | 2021-01-01
179 | BEMS | P0 | Hospital Shah Alam, Selangor | ANESTESIOLOGI | DIATHERMY UNIT MONO & BIPOLAR, HIGH POWER RANGE | Therapeutic Intermediate | 17-739 | 1 | KKM/JKN/HSA/10-05-01/H/15/4937 | 33286.5 | 33286.5 | V10 | 2021-01-01
180 | BEMS | P0 | Hospital Shah Alam, Selangor | ANESTESIOLOGI | DIATHERMY UNIT MONO & BIPOLAR, HIGH POWER RANGE | Therapeutic Intermediate | 17-739 | 1 | KKM/JKN/HSA/10-05-01/H/15/4938 | 33286.5 | 33286.5 | V10 | 2021-01-01
181 | BEMS | P0 | Hospital Shah Alam, Selangor | OBSTETRIK & GINEKOLOGI | DIATHERMY UNIT MONO & BIPOLAR, HIGH POWER RANGE | Therapeutic Intermediate | 17-739 | 1 | KKM/JKN/HSA/10-05-01/H/15/5040 | 33286.5 | 33286.5 | V10 | 2021-01-01
182 | BEMS | P0 | Hospital Shah Alam, Selangor | OBSTETRIK & GINEKOLOGI | DIATHERMY UNIT MONO & BIPOLAR, HIGH POWER RANGE | Therapeutic Intermediate | 17-739 | 1 | KKM/JKN/HSA/10-05-01/H/15/5041 | 33286.5 | 33286.5 | V10 | 2021-01-01
183 | BEMS | P0 | Hospital Shah Alam, Selangor | PERUBATAN AM | WASHER/DISINFECTOR ENDOSCOPE | Therapeutic Intermediate | 15-999 | 1 | KKM/JKN/HSA/10-05-01/H/15/459 | 92000 | 92000 | V10 | 2021-01-01
184 | BEMS | P0 | Hospital Shah Alam, Selangor | PEMBEDAHAN MULUT | PROCESSOR FILM DENTAL | Radiology Basic | 15-939 | 1 | KKM/JKN/HSA/10-05-01/H/15/2549 | 48300 | 48300 | V10 | 2021-01-01
185 | BEMS | P0 | Hospital Shah Alam, Selangor | PENGIMEJAN DAN DIAGNOSTIK | COMPUTER RADIOGRAPHY (MULTI LOADER & WORKSTATION) | Radiology Intermediate | 17-904 | 1 | KKM/JKN/HSA/10-05-01/H/15/2542 | 125000 | 125000 | V10 | 2021-01-01
186 | BEMS | P0 | Hospital Shah Alam, Selangor | PENGIMEJAN DAN DIAGNOSTIK | COMPUTER RADIOGRAPHY (MULTI LOADER & WORKSTATION) | Radiology Intermediate | 17-904 | 1 | KKM/JKN/HSA/10-05-01/H/15/2543 | 125000 | 125000 | V10 | 2021-01-01
187 | BEMS | P0 | Hospital Shah Alam, Selangor | KECEMASAN DAN TRAUMA | ULTRASOUND DOPPLER COLOUR W/VARIABLE FREQ PROBES (ED) | Radiology Intermediate | 15-657 | 1 | KKM/JKN/HSA/10-05-01/H/15/2467 | 76500 | 76500 | V10 | 2021-01-01
188 | BEMS | P0 | Hospital Shah Alam, Selangor | PENGIMEJAN DAN DIAGNOSTIK | ULTRASOUND UNIT COLOR DOPPLER | Radiology Intermediate | 15-976 | 1 | KKM/JKN/HSA/10-05-01/H/15/2466 | 48300 | 48300 | V10 | 2021-01-01
189 | BEMS | P0 | Hospital Shah Alam, Selangor | PERUBATAN AM | ULTRASOUND UNIT COLOR CARDIAC | Radiology Intermediate | 15-657 | 1 | KKM/JKN/HSA/10-05-01/H/15/2453 | 182500 | 182500 | V10 | 2021-01-01
190 | BEMS | P0 | Hospital Shah Alam, Selangor | PEDIATRIK | ULTRASOUND DOPPLER FOR NEONATES | Radiology Intermediate | 15-657 | 1 | KKM/JKN/HSA/10-05-01/H/15/2464 | 92700 | 92700 | V10 | 2021-01-01
191 | BEMS | P0 | Hospital Shah Alam, Selangor | OBSTETRIK & GINEKOLOGI | ULTRASOUND UNIT B/W MEDIUM RANGE, OB | Radiology Intermediate | 15-657 | 1 | KKM/JKN/HSA/10-05-01/H/15/2473 | 42000 | 42000 | V10 | 2021-01-01
192 | BEMS | P0 | Hospital Shah Alam, Selangor | OBSTETRIK & GINEKOLOGI | ULTRASOUND UNIT B/W MEDIUM RANGE, OB | Radiology Intermediate | 15-657 | 1 | KKM/JKN/HSA/10-05-01/H/15/2474 | 42000 | 42000 | V10 | 2021-01-01
193 | BEMS | P0 | Hospital Shah Alam, Selangor | OBSTETRIK & GINEKOLOGI | ULTRASOUND UNIT B/W MEDIUM RANGE, OB | Radiology Intermediate | 15-657 | 1 | KKM/JKN/HSA/10-05-01/H/15/3690 | 42000 | 42000 | V10 | 2021-01-01
194 | BEMS | P0 | Hospital Shah Alam, Selangor | OBSTETRIK & GINEKOLOGI | ULTRASOUND UNIT B/W MEDIUM RANGE, OB | Radiology Intermediate | 15-657 | 1 | KKM/JKN/HSA/10-05-01/H/15/4073 | 42000 | 42000 | V10 | 2021-01-01
195 | BEMS | P0 | Hospital Shah Alam, Selangor | PENGIMEJAN DAN DIAGNOSTIK | ULTRASOUND UNIT COLOR DOPPLER, ABDOMINAL EXAM | Radiology Intermediate | 15-976 | 1 | KKM/JKN/HSA/10-05-01/H/15/2469 | 150000 | 150000 | V10 | 2021-01-01
196 | BEMS | P0 | Hospital Shah Alam, Selangor | PENGIMEJAN DAN DIAGNOSTIK | ULTRASOUND UNIT COLOR DOPPLER, ABDOMINAL EXAM | Radiology Intermediate | 15-976 | 1 | KKM/JKN/HSA/10-05-01/H/15/2470 | 150000 | 150000 | V10 | 2021-01-01
197 | BEMS | P0 | Hospital Shah Alam, Selangor | OBSTETRIK & GINEKOLOGI | ULTRASOUND COLOR DOPPLER, HI RES. ,GYNEC. | Radiology Intermediate | 15-657 | 1 | KKM/JKN/HSA/10-05-01/H/15/2465 | 122500 | 122500 | V10 | 2021-01-01
198 | BEMS | P0 | Hospital Shah Alam, Selangor | PENGIMEJAN DAN DIAGNOSTIK | DICOM NETWORK PRINTER | Radiology Intermediate | 17-904 | 1 | KKM/JKN/HSA/10-05-01/H/15/2540 | 35000 | 35000 | V10 | 2021-01-01
199 | BEMS | P0 | Hospital Shah Alam, Selangor | PENGIMEJAN DAN DIAGNOSTIK | DICOM NETWORK PRINTER | Radiology Intermediate | 17-904 | 1 | KKM/JKN/HSA/10-05-01/H/15/2541 | 35000 | 35000 | V10 | 2021-01-01
200 | BEMS | P0 | Hospital Shah Alam, Selangor | ANESTESIOLOGI | ULTRASOUND SCANNER MY LAB TOUCH | Radiology Intermediate | 15-976 | 1 | KKM/JKN/HSA/10-05-01/H/14/1 | 40000 | 40000 | V10 | 2021-01-01
201 | BEMS | P0 | Hospital Shah Alam, Selangor | ANESTESIOLOGI | ULTRASOUND SCANNER MY LAB ALPHA | Radiology Intermediate | 15-976 | 1 | KKM/JKN/HSA/10-05-01/H/14/2 | 160000 | 160000 | V10 | 2021-01-01
202 | BEMS | P0 | Hospital Shah Alam, Selangor | PERUBATAN AM | ULTRASOUND SCANNER | Radiology Intermediate | 15-976 | 1 | KKM/JKN/HSA/10-05-01/H/16/142 | 289990 | 289990 | V10 | 2021-01-01
203 | BEMS | P0 | Hospital Shah Alam, Selangor | ANESTESIOLOGI | ULTRASOUND SCANNER | Radiology Intermediate | 15-976 | 1 | KKM/JKN/HSA/10-05-01/H/16/71 | 200000 | 200000 | V10 | 2021-01-01
204 | BEMS | P0 | Hospital Shah Alam, Selangor | KECEMASAN DAN TRAUMA | ULTRASOUND SCANNER/MINDRAY M9 | Radiology Intermediate | 15-976 | 1 | KKM/JKN/HSA/10-05-01/H/17/4 | 198800 | 198800 | V10 | 2021-01-01
205 | BEMS | P0 | Hospital Shah Alam, Selangor | PENGIMEJAN DAN DIAGNOSTIK | CARESTREAM DIRECTVIEW CLASSIC SYSTEM | Radiology Intermediate | 17-904 | 1 | KKM/JKN/HSA/10-05-01/H/16/192 | 49000 | 49000 | V10 | 2021-01-01
206 | BEMS | P0 | Hospital Shah Alam, Selangor | PERUBATAN AM | ECG 24 HOUR RECORDER | Diagnostic Basic | 12-388 | 1 | KKM/JKN/HSA/10-05-01/H/15/686 | 6000 | 6000 | V10 | 2021-01-01
207 | BEMS | P0 | Hospital Shah Alam, Selangor | PERUBATAN AM | ECG 24 HOUR RECORDER | Diagnostic Basic | 12-388 | 1 | KKM/JKN/HSA/10-05-01/H/15/687 | 6000 | 6000 | V10 | 2021-01-01
208 | BEMS | P0 | Hospital Shah Alam, Selangor | PERUBATAN AM | ECG 24 HOUR RECORDER | Diagnostic Basic | 12-388 | 1 | KKM/JKN/HSA/10-05-01/H/15/688 | 6000 | 6000 | V10 | 2021-01-01
209 | BEMS | P0 | Hospital Shah Alam, Selangor | PERUBATAN AM | ECG 24 HOUR RECORDER | Diagnostic Basic | 12-388 | 1 | KKM/JKN/HSA/10-05-01/H/15/689 | 6000 | 6000 | V10 | 2021-01-01
210 | BEMS | P0 | Hospital Shah Alam, Selangor | PERUBATAN AM | ECG 24 HOUR RECORDER | Diagnostic Basic | 12-388 | 1 | KKM/JKN/HSA/10-05-01/H/15/690 | 6000 | 6000 | V10 | 2021-01-01
211 | BEMS | P0 | Hospital Shah Alam, Selangor | PERUBATAN AM | ECG 24 HOUR RECORDER | Diagnostic Basic | 12-388 | 1 | KKM/JKN/HSA/10-05-01/H/15/691 | 6000 | 6000 | V10 | 2021-01-01
212 | BEMS | P0 | Hospital Shah Alam, Selangor | PERUBATAN AM | ECG 24 HOUR RECORDER | Diagnostic Basic | 12-388 | 1 | KKM/JKN/HSA/10-05-01/H/15/692 | 6000 | 6000 | V10 | 2021-01-01
213 | BEMS | P0 | Hospital Shah Alam, Selangor | PERUBATAN AM | ECG 24 HOUR RECORDER | Diagnostic Basic | 12-388 | 1 | KKM/JKN/HSA/10-05-01/H/15/693 | 6000 | 6000 | V10 | 2021-01-01
214 | BEMS | P0 | Hospital Shah Alam, Selangor | PEDIATRIK | ELECTROENCEPHALOGRAM (EEG MONITOR) | Diagnostic Intermediate | 12-602 | 1 | KKM/JKN/HSA/10-05-01/H/16/30 | 115000 | 115000 | V10 | 2021-01-01
215 | BEMS | P0 | Hospital Shah Alam, Selangor | PEMBEDAHAN MULUT | KAMERA DIGITAL | Radiology Intermediate | 88-026 | 1 | KKM/JKN/HSA/10-05-01/H/16/34 | 9000 | 9000 | V10 | 2021-01-01
216 | BEMS | P0 | Hospital Shah Alam, Selangor | OTORINOLARINGOLOGI | NASOPHARYNGOSCOPE FIBEROPTIC | Diagnostic Intermediate | 12-709 | 1 | KKM/JKN/HSA/10-05-01/H/1012 | 32850 | 32850 | V10 | 2021-01-01
217 | BEMS | P0 | Hospital Shah Alam, Selangor | PERUBATAN AM | VIDEO SIGMOIDOSCOPE, ADULT | Diagnostic Intermediate | 17-664 | 1 | KKM/JKN/HSA/10-05-01/H/15/1355 | 37130 | 37130 | V10 | 2021-01-01
218 | BEMS | P0 | Hospital Shah Alam, Selangor | PERUBATAN AM | VIDEO RECORDER | Diagnostic Basic | 13-274 | 1 | KKM/JKN/HSA/10-05-01/R/15/15383 | 1380 | 1380 | V10 | 2021-01-01
219 | BEMS | P0 | Hospital Shah Alam, Selangor | PERUBATAN AM | VIDEO RECORDER | Diagnostic Basic | 13-274 | 1 | KKM/JKN/HSA/10-05-01/R/15/15384 | 1380 | 1380 | V10 | 2021-01-01
220 | BEMS | P0 | Hospital Shah Alam, Selangor | PERUBATAN AM | VIDEO RECORDER | Diagnostic Basic | 13-274 | 1 | KKM/JKN/HSA/10-05-01/R/15/15385 | 1380 | 1380 | V10 | 2021-01-01
221 | BEMS | P0 | Hospital Shah Alam, Selangor | PERUBATAN AM | VIDEO PROCESSOR | Diagnostic Intermediate | 18-034 | 1 | KKM/JKN/HSA/10-05-01/H/15/4089 | 51470 | 51470 | V10 | 2021-01-01
222 | BEMS | P0 | Hospital Shah Alam, Selangor | PERUBATAN AM | VIDEO PROCESSOR | Diagnostic Intermediate | 18-034 | 1 | KKM/JKN/HSA/10-05-01/H/15/4090 | 51470 | 51470 | V10 | 2021-01-01
223 | BEMS | P0 | Hospital Shah Alam, Selangor | PERUBATAN AM | VIDEO PROCESSOR | Diagnostic Intermediate | 18-034 | 1 | KKM/JKN/HSA/10-05-01/H/15/4091 | 51470 | 51470 | V10 | 2021-01-01
224 | BEMS | P0 | Hospital Shah Alam, Selangor | OTORINOLARINGOLOGI | AUDIOMETER DIAGNOSTIC | Diagnostic Intermediate | 10-228 | 1 | KKM/JKN/HSA/10-05-01/H/15/2457 | 43690 | 43690 | V10 | 2021-01-01
225 | BEMS | P0 | Hospital Shah Alam, Selangor | OTORINOLARINGOLOGI | AUDIOMETER DIAGNOSTIC | Diagnostic Intermediate | 10-228 | 1 | KKM/JKN/HSA/10-05-01/H/15/2458 | 43690 | 43690 | V10 | 2021-01-01
226 | BEMS | P0 | Hospital Shah Alam, Selangor | OTORINOLARINGOLOGI | EVOKED OTOACOUSTIC EMISSION SYSTEM | Diagnostic Basic | 16-303 | 1 | KKM/JKN/HSA/10-05-01/H/15/2736 | 50830 | 50830 | V10 | 2021-01-01
227 | BEMS | P0 | Hospital Shah Alam, Selangor | OTORINOLARINGOLOGI | AUTOMATED AUDIOTORY BRAINSTEAM RESPONSE C/W LAP TOP | Diagnostic Intermediate | 17-601 | 1 | KKM/JKN/HSA/10-05-01/H/17/22 | 45000 | 45000 | V10 | 2021-01-01
228 | BEMS | P0 | Hospital Shah Alam, Selangor | PEMBEDAHAN AM | BLOOD PRESSURE MONITOR NON INVASIVE | Diagnostic Intermediate | 25-209 | 1 | KKM/JKN/HSA/10-05-01/R/15/7136 | 1855 | 1855 | V10 | 2021-01-01
229 | BEMS | P0 | Hospital Shah Alam, Selangor | NEFROLOGI | BLOOD PRESSURE MONITOR NON INVASIVE | Diagnostic Intermediate | 25-209 | 1 | KKM/JKN/HSA/10-05-01/R/15/7137 | 1855 | 1855 | V10 | 2021-01-01
230 | BEMS | P0 | Hospital Shah Alam, Selangor | NEFROLOGI | BLOOD PRESSURE MONITOR NON INVASIVE | Diagnostic Intermediate | 25-209 | 1 | KKM/JKN/HSA/10-05-01/R/15/7138 | 1855 | 1855 | V10 | 2021-01-01
231 | BEMS | P0 | Hospital Shah Alam, Selangor | NEFROLOGI | BLOOD PRESSURE MONITOR NON INVASIVE | Diagnostic Intermediate | 25-209 | 1 | KKM/JKN/HSA/10-05-01/R/15/7139 | 1855 | 1855 | V10 | 2021-01-01
232 | BEMS | P0 | Hospital Shah Alam, Selangor | NEFROLOGI | BLOOD PRESSURE MONITOR NON INVASIVE | Diagnostic Intermediate | 25-209 | 1 | KKM/JKN/HSA/10-05-01/R/15/7140 | 1855 | 1855 | V10 | 2021-01-01
233 | BEMS | P0 | Hospital Shah Alam, Selangor | NEFROLOGI | BLOOD PRESSURE MONITOR NON INVASIVE | Diagnostic Intermediate | 25-209 | 1 | KKM/JKN/HSA/10-05-01/R/15/7141 | 1855 | 1855 | V10 | 2021-01-01
234 | BEMS | P0 | Hospital Shah Alam, Selangor | NEFROLOGI | BLOOD PRESSURE MONITOR NON INVASIVE | Diagnostic Intermediate | 25-209 | 1 | KKM/JKN/HSA/10-05-01/R/15/7142 | 1855 | 1855 | V10 | 2021-01-01
235 | BEMS | P0 | Hospital Shah Alam, Selangor | OTORINOLARINGOLOGI | BLOOD PRESSURE MONITOR NON INVASIVE | Diagnostic Intermediate | 25-209 | 1 |  | 1855 | 1855 | V10 | 2021-01-01
236 | BEMS | P0 | Hospital Shah Alam, Selangor | OBSTETRIK & GINEKOLOGI | BLOOD PRESSURE MONITOR NON INVASIVE | Diagnostic Intermediate | 25-209 | 1 | KKM/JKN/HSA/10-05-01/R/15/7144 | 1855 | 1855 | V10 | 2021-01-01
237 | BEMS | P0 | Hospital Shah Alam, Selangor | OFTALMOLOGI | BLOOD PRESSURE MONITOR NON INVASIVE | Diagnostic Intermediate | 25-209 | 1 | KKM/JKN/HSA/10-05-01/R/15/7145 | 1855 | 1855 | V10 | 2021-01-01
238 | BEMS | P0 | Hospital Shah Alam, Selangor | PEMBEDAHAN MULUT | BLOOD PRESSURE MONITOR NON INVASIVE | Diagnostic Intermediate | 25-209 | 1 | KKM/JKN/HSA/10-05-01/R/15/7146 | 1855 | 1855 | V10 | 2021-01-01
239 | BEMS | P0 | Hospital Shah Alam, Selangor | PEDIATRIK | BLOOD PRESSURE MONITOR NON INVASIVE | Diagnostic Intermediate | 25-209 | 1 | KKM/JKN/HSA/10-05-01/R/15/7148 | 1855 | 1855 | V10 | 2021-01-01
240 | BEMS | P0 | Hospital Shah Alam, Selangor | PERUBATAN AM | BLOOD PRESSURE MONITOR NON INVASIVE | Diagnostic Intermediate | 25-209 | 1 | KKM/JKN/HSA/10-05-01/R/15/7149 | 1855 | 1855 | V10 | 2021-01-01
241 | BEMS | P0 | Hospital Shah Alam, Selangor | PERUBATAN AM | BLOOD PRESSURE MONITOR NON INVASIVE | Diagnostic Intermediate | 25-209 | 1 | KKM/JKN/HSA/10-05-01/R/15/7150 | 1855 | 1855 | V10 | 2021-01-01
242 | BEMS | P0 | Hospital Shah Alam, Selangor | ORTHOPEDIK | BLOOD PRESSURE MONITOR NON INVASIVE | Diagnostic Intermediate | 25-209 | 1 | KKM/JKN/HSA/10-05-01/R/15/7151 | 1855 | 1855 | V10 | 2021-01-01
243 | BEMS | P0 | Hospital Shah Alam, Selangor | PEDIATRIK | BLOOD PRESSURE MONITOR NON INVASIVE | Diagnostic Intermediate | 25-209 | 1 | KKM/JKN/HSA/10-05-01/R/15/7152 | 1855 | 1855 | V10 | 2021-01-01
244 | BEMS | P0 | Hospital Shah Alam, Selangor | PEMBEDAHAN AM | BLOOD PRESSURE MONITOR NON INVASIVE | Diagnostic Intermediate | 25-209 | 1 | KKM/JKN/HSA/10-05-01/R/15/7153 | 1855 | 1855 | V10 | 2021-01-01
245 | BEMS | P0 | Hospital Shah Alam, Selangor | PEMBEDAHAN AM | BLOOD PRESSURE MONITOR NON INVASIVE | Diagnostic Intermediate | 25-209 | 1 | KKM/JKN/HSA/10-05-01/R/15/7154 | 1855 | 1855 | V10 | 2021-01-01
246 | BEMS | P0 | Hospital Shah Alam, Selangor | PERUBATAN AM | BLOOD PRESSURE MONITOR NON INVASIVE | Diagnostic Intermediate | 25-209 | 1 | KKM/JKN/HSA/10-05-01/R/15/7155 | 1855 | 1855 | V10 | 2021-01-01
247 | BEMS | P0 | Hospital Shah Alam, Selangor | OTORINOLARINGOLOGI | SPHYGMOMANOMETER DIGITAL BATTERY OP | Diagnostic Intermediate | 25-209 | 1 | KKM/JKN/HSA/10-05-01/R/15/7143 | 1855 | 1855 | V10 | 2021-01-01
248 | BEMS | P0 | Hospital Shah Alam, Selangor | PEDIATRIK | SPHYGMOMANOMETER DIGITAL BATTERY OP | Diagnostic Intermediate | 25-209 | 1 | KKM/JKN/HSA/10-05-01/R/15/15296 | 1855 | 1855 | V10 | 2021-01-01
249 | BEMS | P0 | Hospital Shah Alam, Selangor | OFTALMOLOGI | SPHYGMOMANOMETER DIGITAL BATTERY OP | Diagnostic Intermediate | 25-209 | 1 | KKM/JKN/HSA/10-05-01/R/15/15914 | 1855 | 1855 | V10 | 2021-01-01
250 | BEMS | P0 | Hospital Shah Alam, Selangor | OFTALMOLOGI | SPHYGMOMANOMETER DIGITAL BATTERY OP | Diagnostic Intermediate | 25-209 | 1 | KKM/JKN/HSA/10-05-01/R/15/15915 | 1855 | 1855 | V10 | 2021-01-01
251 | BEMS | P0 | Hospital Shah Alam, Selangor | OBSTETRIK & GINEKOLOGI | SPHYGMOMANOMETER DIGITAL BATTERY OP | Diagnostic Intermediate | 25-209 | 1 | KKM/JKN/HSA/10-05-01/R/15/16386 | 1855 | 1855 | V10 | 2021-01-01
252 | BEMS | P0 | Hospital Shah Alam, Selangor | OBSTETRIK & GINEKOLOGI | SPHYGMOMANOMETER DIGITAL BATTERY OP | Diagnostic Intermediate | 25-209 | 1 | KKM/JKN/HSA/10-05-01/R/15/16387 | 1855 | 1855 | V10 | 2021-01-01
253 | BEMS | P0 | Hospital Shah Alam, Selangor | OTORINOLARINGOLOGI | SPHYGMOMANOMETER DIGITAL BATTERY OP | Diagnostic Intermediate | 25-209 | 1 | KKM/JKN/HSA/10-05-01/R/15/16744 | 1855 | 1855 | V10 | 2021-01-01
254 | BEMS | P0 | Hospital Shah Alam, Selangor | PERUBATAN AM | SPHYGMOMANOMETER DIGITAL BATTERY OP | Diagnostic Intermediate | 25-209 | 1 | KKM/JKN/HSA/10-05-01/R/15/16745 | 1855 | 1855 | V10 | 2021-01-01
255 | BEMS | P0 | Hospital Shah Alam, Selangor | PERUBATAN AM | SPHYGMOMANOMETER DIGITAL BATTERY OP | Diagnostic Intermediate | 25-209 | 1 | KKM/JKN/HSA/10-05-01/R/15/16746 | 1855 | 1855 | V10 | 2021-01-01
256 | BEMS | P0 | Hospital Shah Alam, Selangor | PEDIATRIK | SPHYGMOMANOMETER DIGITAL BATTERY OP | Diagnostic Intermediate | 25-209 | 1 | KKM/JKN/HSA/10-05-01/R/15/16747 | 1855 | 1855 | V10 | 2021-01-01
257 | BEMS | P0 | Hospital Shah Alam, Selangor | ORTHOPEDIK | SPHYGMOMANOMETER DIGITAL BATTERY OP | Diagnostic Intermediate | 25-209 | 1 | KKM/JKN/HSA/10-05-01/R/15/16763 | 1855 | 1855 | V10 | 2021-01-01
258 | BEMS | P0 | Hospital Shah Alam, Selangor | ORTHOPEDIK | SPHYGMOMANOMETER DIGITAL BATTERY OP | Diagnostic Intermediate | 25-209 | 1 | KKM/JKN/HSA/10-05-01/R/15/16764 | 1855 | 1855 | V10 | 2021-01-01
259 | BEMS | P0 | Hospital Shah Alam, Selangor | PEMBEDAHAN AM | MONITOR NIBP/TEMP | Diagnostic Intermediate | 25-209 | 1 | KKM/JKN/HSA/10-05-01/H/15/1569 | 4355 | 4355 | V10 | 2021-01-01
260 | BEMS | P0 | Hospital Shah Alam, Selangor | OBSTETRIK & GINEKOLOGI | MONITOR NIBP/TEMP | Diagnostic Intermediate | 25-209 | 1 | KKM/JKN/HSA/10-05-01/H/15/1570 | 4355 | 4355 | V10 | 2021-01-01
261 | BEMS | P0 | Hospital Shah Alam, Selangor | OBSTETRIK & GINEKOLOGI | MONITOR NIBP/TEMP | Diagnostic Intermediate | 25-209 | 1 | KKM/JKN/HSA/10-05-01/H/15/1571 | 4355 | 4355 | V10 | 2021-01-01
262 | BEMS | P0 | Hospital Shah Alam, Selangor | OBSTETRIK & GINEKOLOGI | MONITOR NIBP/TEMP | Diagnostic Intermediate | 25-209 | 1 | KKM/JKN/HSA/10-05-01/H/15/1572 | 4355 | 4355 | V10 | 2021-01-01
263 | BEMS | P0 | Hospital Shah Alam, Selangor | OBSTETRIK & GINEKOLOGI | MONITOR NIBP/TEMP | Diagnostic Intermediate | 25-209 | 1 | KKM/JKN/HSA/10-05-01/H/15/1573 | 4355 | 4355 | V10 | 2021-01-01
264 | BEMS | P0 | Hospital Shah Alam, Selangor | OBSTETRIK & GINEKOLOGI | MONITOR NIBP/TEMP | Diagnostic Intermediate | 25-209 | 1 | KKM/JKN/HSA/10-05-01/H/15/1574 | 4355 | 4355 | V10 | 2021-01-01
265 | BEMS | P0 | Hospital Shah Alam, Selangor | OBSTETRIK & GINEKOLOGI | MONITOR NIBP/TEMP | Diagnostic Intermediate | 25-209 | 1 | KKM/JKN/HSA/10-05-01/H/15/1575 | 4355 | 4355 | V10 | 2021-01-01
266 | BEMS | P0 | Hospital Shah Alam, Selangor | OBSTETRIK & GINEKOLOGI | MONITOR NIBP/TEMP | Diagnostic Intermediate | 25-209 | 1 | KKM/JKN/HSA/10-05-01/H/15/1576 | 4355 | 4355 | V10 | 2021-01-01
267 | BEMS | P0 | Hospital Shah Alam, Selangor | OBSTETRIK & GINEKOLOGI | MONITOR NIBP/TEMP | Diagnostic Intermediate | 25-209 | 1 | KKM/JKN/HSA/10-05-01/H/15/1577 | 4355 | 4355 | V10 | 2021-01-01
268 | BEMS | P0 | Hospital Shah Alam, Selangor | OBSTETRIK & GINEKOLOGI | MONITOR NIBP/TEMP | Diagnostic Intermediate | 25-209 | 1 | KKM/JKN/HSA/10-05-01/H/15/1578 | 4355 | 4355 | V10 | 2021-01-01
269 | BEMS | P0 | Hospital Shah Alam, Selangor | OBSTETRIK & GINEKOLOGI | MONITOR NIBP/TEMP | Diagnostic Intermediate | 25-209 | 1 | KKM/JKN/HSA/10-05-01/H/15/1579 | 4355 | 4355 | V10 | 2021-01-01
270 | BEMS | P0 | Hospital Shah Alam, Selangor | OBSTETRIK & GINEKOLOGI | MONITOR NIBP/TEMP | Diagnostic Intermediate | 25-209 | 1 | KKM/JKN/HSA/10-05-01/H/15/1588 | 4355 | 4355 | V10 | 2021-01-01
271 | BEMS | P0 | Hospital Shah Alam, Selangor | OBSTETRIK & GINEKOLOGI | MONITOR NIBP/TEMP | Diagnostic Intermediate | 25-209 | 1 | KKM/JKN/HSA/10-05-01/H/15/1591 | 4355 | 4355 | V10 | 2021-01-01
272 | BEMS | P0 | Hospital Shah Alam, Selangor | ANESTESIOLOGI | MONITOR NIBP/TEMP | Diagnostic Intermediate | 25-209 | 1 | KKM/JKN/HSA/10-05-01/H/15/1595 | 4355 | 4355 | V10 | 2021-01-01
273 | BEMS | P0 | Hospital Shah Alam, Selangor | PERUBATAN AM | MONITOR NIBP/TEMP | Diagnostic Intermediate | 25-209 | 1 | KKM/JKN/HSA/10-05-01/H/15/1596 | 4355 | 4355 | V10 | 2021-01-01
274 | BEMS | P0 | Hospital Shah Alam, Selangor | OBSTETRIK & GINEKOLOGI | MONITOR NIBP/TEMP | Diagnostic Intermediate | 25-209 | 1 | KKM/JKN/HSA/10-05-01/H/15/1597 | 4355 | 4355 | V10 | 2021-01-01
275 | BEMS | P0 | Hospital Shah Alam, Selangor | OFTALMOLOGI | MONITOR NIBP/TEMP | Diagnostic Intermediate | 25-209 | 1 | KKM/JKN/HSA/10-05-01/H/15/1598 | 4355 | 4355 | V10 | 2021-01-01
276 | BEMS | P0 | Hospital Shah Alam, Selangor | ORTHOPEDIK | MONITOR NIBP/TEMP | Diagnostic Intermediate | 25-209 | 1 | KKM/JKN/HSA/10-05-01/H/15/1599 | 4355 | 4355 | V10 | 2021-01-01
277 | BEMS | P0 | Hospital Shah Alam, Selangor | PERUBATAN AM | MONITOR NIBP/TEMP | Diagnostic Intermediate | 25-209 | 1 | KKM/JKN/HSA/10-05-01/H/15/1600 | 4355 | 4355 | V10 | 2021-01-01
278 | BEMS | P0 | Hospital Shah Alam, Selangor | PERUBATAN AM | MONITOR NIBP/TEMP | Diagnostic Intermediate | 25-209 | 1 | KKM/JKN/HSA/10-05-01/H/15/1601 | 4355 | 4355 | V10 | 2021-01-01
279 | BEMS | P0 | Hospital Shah Alam, Selangor | OBSTETRIK & GINEKOLOGI | MONITOR NIBP/TEMP | Diagnostic Intermediate | 25-209 | 1 | KKM/JKN/HSA/10-05-01/H/15/1602 | 4355 | 4355 | V10 | 2021-01-01
280 | BEMS | P0 | Hospital Shah Alam, Selangor | OBSTETRIK & GINEKOLOGI | MONITOR NIBP/TEMP | Diagnostic Intermediate | 25-209 | 1 | KKM/JKN/HSA/10-05-01/H/15/1603 | 4355 | 4355 | V10 | 2021-01-01
281 | BEMS | P0 | Hospital Shah Alam, Selangor | OBSTETRIK & GINEKOLOGI | MONITOR NIBP/TEMP | Diagnostic Intermediate | 25-209 | 1 | KKM/JKN/HSA/10-05-01/H/15/1604 | 4355 | 4355 | V10 | 2021-01-01
282 | BEMS | P0 | Hospital Shah Alam, Selangor | OBSTETRIK & GINEKOLOGI | MONITOR NIBP/TEMP | Diagnostic Intermediate | 25-209 | 1 | KKM/JKN/HSA/10-05-01/H/15/1605 | 4355 | 4355 | V10 | 2021-01-01
283 | BEMS | P0 | Hospital Shah Alam, Selangor | OBSTETRIK & GINEKOLOGI | MONITOR NIBP/TEMP | Diagnostic Intermediate | 25-209 | 1 | KKM/JKN/HSA/10-05-01/H/15/1606 | 4355 | 4355 | V10 | 2021-01-01
284 | BEMS | P0 | Hospital Shah Alam, Selangor | OBSTETRIK & GINEKOLOGI | MONITOR NIBP/TEMP | Diagnostic Intermediate | 25-209 | 1 | KKM/JKN/HSA/10-05-01/H/15/1607 | 4355 | 4355 | V10 | 2021-01-01
285 | BEMS | P0 | Hospital Shah Alam, Selangor | KECEMASAN & TRAUMA | ECG PORTABLE MAINS/BATTERY OP | Diagnostic Intermediate | 16-231 | 1 | KKM/JKN/HSA/10-05-01/H/15/2801 | 2750 | 2750 | V10 | 2021-01-01
286 | BEMS | P0 | Hospital Shah Alam, Selangor | KECEMASAN & TRAUMA | ECG PORTABLE MAINS/BATTERY OP | Diagnostic Intermediate | 16-231 | 1 | KKM/JKN/HSA/10-05-01/H/15/2802 | 2750 | 2750 | V10 | 2021-01-01
287 | BEMS | P0 | Hospital Shah Alam, Selangor | PENGURUSAN | ECG PORTABLE MAINS/BATTERY OP | Diagnostic Intermediate | 16-231 | 1 | KKM/JKN/HSA/10-05-01/H/15/2803 | 2750 | 2750 | V10 | 2021-01-01
288 | BEMS | P0 | Hospital Shah Alam, Selangor | NEFROLOGI | ECG PORTABLE MAINS/BATTERY OP | Diagnostic Intermediate | 16-231 | 1 | KKM/JKN/HSA/10-05-01/H/15/4032 | 2750 | 2750 | V10 | 2021-01-01
289 | BEMS | P0 | Hospital Shah Alam, Selangor | PERUBATAN AM | ECG PORTABLE MAINS/BATTERY OP | Diagnostic Intermediate | 16-231 | 1 | KKM/JKN/HSA/10-05-01/H/15/4068 | 2750 | 2750 | V10 | 2021-01-01
290 | BEMS | P0 | Hospital Shah Alam, Selangor | PERUBATAN AM | ECG PORTABLE MAINS/BATTERY OP | Diagnostic Intermediate | 16-231 | 1 | KKM/JKN/HSA/10-05-01/H/15/4070 | 2750 | 2750 | V10 | 2021-01-01
291 | BEMS | P0 | Hospital Shah Alam, Selangor | ORTHOPEDIK | ECG PORTABLE MAINS/BATTERY OP | Diagnostic Intermediate | 16-231 | 1 | KKM/JKN/HSA/10-05-01/H/15/4159 | 2750 | 2750 | V10 | 2021-01-01
292 | BEMS | P0 | Hospital Shah Alam, Selangor | PEMBEDAHAN AM | ECG PORTABLE MAINS/BATTERY OP | Diagnostic Intermediate | 16-231 | 1 | KKM/JKN/HSA/10-05-01/H/15/4165 | 2750 | 2750 | V10 | 2021-01-01
293 | BEMS | P0 | Hospital Shah Alam, Selangor | OBSTETRIK & GINEKOLOGI | ECG PORTABLE MAINS/BATTERY OP | Diagnostic Intermediate | 16-231 | 1 | KKM/JKN/HSA/10-05-01/H/15/4245 | 2750 | 2750 | V10 | 2021-01-01
294 | BEMS | P0 | Hospital Shah Alam, Selangor | ORTHOPEDIK | ECG PORTABLE MAINS/BATTERY OP | Diagnostic Intermediate | 16-231 | 1 | KKM/JKN/HSA/10-05-01/H/15/4258 | 2750 | 2750 | V10 | 2021-01-01
295 | BEMS | P0 | Hospital Shah Alam, Selangor | PERUBATAN AM | ECG PORTABLE MAINS/BATTERY OP | Diagnostic Intermediate | 16-231 | 1 | KKM/JKN/HSA/10-05-01/H/15/4324 | 2750 | 2750 | V10 | 2021-01-01
296 | BEMS | P0 | Hospital Shah Alam, Selangor | PEMBEDAHAN AM | ECG PORTABLE MAINS/BATTERY OP | Diagnostic Intermediate | 16-231 | 1 | KKM/JKN/HSA/10-05-01/H/15/4951 | 2750 | 2750 | V10 | 2021-01-01
297 | BEMS | P0 | Hospital Shah Alam, Selangor | PEMBEDAHAN AM | ECG PORTABLE MAINS/BATTERY OP | Diagnostic Intermediate | 16-231 | 1 | KKM/JKN/HSA/10-05-01/H/15/5042 | 2750 | 2750 | V10 | 2021-01-01
298 | BEMS | P0 | Hospital Shah Alam, Selangor | PEMBEDAHAN AM | ECG PORTABLE MAINS/BATTERY OP | Diagnostic Intermediate | 16-231 | 1 | KKM/JKN/HSA/10-05-01/H/15/5043 | 2750 | 2750 | V10 | 2021-01-01
299 | BEMS | P0 | Hospital Shah Alam, Selangor | KECEMASAN & TRAUMA | ECG RECORDER | Diagnostic Intermediate | 16-231 | 1 | KKM/JKN/HSA/10-05-01/H/15/564 | 10000 | 10000 | V10 | 2021-01-01
300 | BEMS | P0 | Hospital Shah Alam, Selangor | KECEMASAN & TRAUMA | ECG RECORDER | Diagnostic Intermediate | 16-231 | 1 | KKM/JKN/HSA/10-05-01/H/15/565 | 10000 | 10000 | V10 | 2021-01-01
301 | BEMS | P0 | Hospital Shah Alam, Selangor | PERUBATAN AM | ECG RECORDER | Diagnostic Intermediate | 16-231 | 1 | KKM/JKN/HSA/10-05-01/H/15/566 | 10000 | 10000 | V10 | 2021-01-01
302 | BEMS | P0 | Hospital Shah Alam, Selangor | ANESTESIOLOGI | ECG RECORDER | Diagnostic Intermediate | 16-231 | 1 | KKM/JKN/HSA/10-05-01/H/15/567 | 10000 | 10000 | V10 | 2021-01-01
303 | BEMS | P0 | Hospital Shah Alam, Selangor | ANESTESIOLOGI | ECG RECORDER | Diagnostic Intermediate | 16-231 | 1 | KKM/JKN/HSA/10-05-01/H/15/568 | 10000 | 10000 | V10 | 2021-01-01
304 | BEMS | P0 | Hospital Shah Alam, Selangor | PEDIATRIK | ECG RECORDER | Diagnostic Intermediate | 16-231 | 1 | KKM/JKN/HSA/10-05-01/H/15/569 | 10000 | 10000 | V10 | 2021-01-01
305 | BEMS | P0 | Hospital Shah Alam, Selangor | ANESTESIOLOGI | ECG RECORDER | Diagnostic Intermediate | 16-231 | 1 | KKM/JKN/HSA/10-05-01/H/15/570 | 10000 | 10000 | V10 | 2021-01-01
306 | BEMS | P0 | Hospital Shah Alam, Selangor | PERUBATAN AM | ECG RECORDER | Diagnostic Intermediate | 16-231 | 1 | KKM/JKN/HSA/10-05-01/H/15/571 | 10000 | 10000 | V10 | 2021-01-01
307 | BEMS | P0 | Hospital Shah Alam, Selangor | PERUBATAN AM | ECG RECORDER | Diagnostic Intermediate | 16-231 | 1 | KKM/JKN/HSA/10-05-01/H/15/572 | 10000 | 10000 | V10 | 2021-01-01
308 | BEMS | P0 | Hospital Shah Alam, Selangor | PERUBATAN AM | ECG RECORDER | Diagnostic Intermediate | 16-231 | 1 | KKM/JKN/HSA/10-05-01/H/15/573 | 10000 | 10000 | V10 | 2021-01-01
309 | BEMS | P0 | Hospital Shah Alam, Selangor | PEDIATRIK | ECG RECORDER | Diagnostic Intermediate | 16-231 | 1 | KKM/JKN/HSA/10-05-01/H/15/574 | 10000 | 10000 | V10 | 2021-01-01
310 | BEMS | P0 | Hospital Shah Alam, Selangor | PERUBATAN AM | ECG RECORDER | Diagnostic Intermediate | 16-231 | 1 | KKM/JKN/HSA/10-05-01/H/15/575 | 10000 | 10000 | V10 | 2021-01-01
311 | BEMS | P0 | Hospital Shah Alam, Selangor | PENGURUSAN | MONITOR NIBP/SP02 | Diagnostic Intermediate | 25-209 | 1 | KKM/JKN/HSA/10-05-01/H/15/1013 | 5185 | 5185 | V10 | 2021-01-01
312 | BEMS | P0 | Hospital Shah Alam, Selangor | PERUBATAN AM | MONITOR NIBP/SP02 | Diagnostic Intermediate | 25-209 | 1 | KKM/JKN/HSA/10-05-01/H/15/1014 | 5185 | 5185 | V10 | 2021-01-01
313 | BEMS | P0 | Hospital Shah Alam, Selangor | PERUBATAN AM | MONITOR NIBP/SP02 | Diagnostic Intermediate | 25-209 | 1 | KKM/JKN/HSA/10-05-01/H/15/1015 | 5185 | 5185 | V10 | 2021-01-01
314 | BEMS | P0 | Hospital Shah Alam, Selangor | PERUBATAN AM | MONITOR NIBP/SP02 | Diagnostic Intermediate | 25-209 | 1 | KKM/JKN/HSA/10-05-01/H/15/1016 | 5185 | 5185 | V10 | 2021-01-01
315 | BEMS | P0 | Hospital Shah Alam, Selangor | PERUBATAN AM | MONITOR NIBP/SP02 | Diagnostic Intermediate | 25-209 | 1 | KKM/JKN/HSA/10-05-01/H/15/1017 | 5185 | 5185 | V10 | 2021-01-01
316 | BEMS | P0 | Hospital Shah Alam, Selangor | PENGIMEJAN DAN DIAGNOSTIK | MONITOR NIBP/SP02 | Diagnostic Intermediate | 25-209 | 1 | KKM/JKN/HSA/10-05-01/H/15/1018 | 5185 | 5185 | V10 | 2021-01-01
317 | BEMS | P0 | Hospital Shah Alam, Selangor | PEDIATRIK | MONITOR NIBP/SP02 | Diagnostic Intermediate | 25-209 | 1 | KKM/JKN/HSA/10-05-01/H/15/1019 | 5185 | 5185 | V10 | 2021-01-01
318 | BEMS | P0 | Hospital Shah Alam, Selangor | PEDIATRIK | MONITOR NIBP/SP02 | Diagnostic Intermediate | 25-209 | 1 | KKM/JKN/HSA/10-05-01/H/15/1020 | 5185 | 5185 | V10 | 2021-01-01
319 | BEMS | P0 | Hospital Shah Alam, Selangor | PEDIATRIK | MONITOR NIBP/SP02 | Diagnostic Intermediate | 25-209 | 1 | KKM/JKN/HSA/10-05-01/H/15/1021 | 5185 | 5185 | V10 | 2021-01-01
320 | BEMS | P0 | Hospital Shah Alam, Selangor | PEDIATRIK | MONITOR NIBP/SP02 | Diagnostic Intermediate | 25-209 | 1 | KKM/JKN/HSA/10-05-01/H/15/1022 | 5185 | 5185 | V10 | 2021-01-01
321 | BEMS | P0 | Hospital Shah Alam, Selangor | ANESTESIOLOGI | MONITOR NIBP/SP02 | Diagnostic Intermediate | 25-209 | 1 | KKM/JKN/HSA/10-05-01/H/15/1023 | 5185 | 5185 | V10 | 2021-01-01
322 | BEMS | P0 | Hospital Shah Alam, Selangor | PERUBATAN AM | MONITOR NIBP/SP02 | Diagnostic Intermediate | 25-209 | 1 | KKM/JKN/HSA/10-05-01/H/15/1024 | 5185 | 5185 | V10 | 2021-01-01
323 | BEMS | P0 | Hospital Shah Alam, Selangor | PERUBATAN AM | MONITOR NIBP/SP02 | Diagnostic Intermediate | 25-209 | 1 | KKM/JKN/HSA/10-05-01/H/15/1025 | 5185 | 5185 | V10 | 2021-01-01
324 | BEMS | P0 | Hospital Shah Alam, Selangor | PEMBEDAHAN MULUT | MONITOR NIBP/SP02 | Diagnostic Intermediate | 25-209 | 1 | KKM/JKN/HSA/10-05-01/H/15/1026 | 5185 | 5185 | V10 | 2021-01-01
325 | BEMS | P0 | Hospital Shah Alam, Selangor | PERUBATAN AM | MONITOR NIBP/SP02 | Diagnostic Intermediate | 25-209 | 1 | KKM/JKN/HSA/10-05-01/H/15/1027 | 5185 | 5185 | V10 | 2021-01-01
326 | BEMS | P0 | Hospital Shah Alam, Selangor | PERUBATAN AM | MONITOR NIBP/SP02 | Diagnostic Intermediate | 25-209 | 1 | KKM/JKN/HSA/10-05-01/H/15/1028 | 5185 | 5185 | V10 | 2021-01-01
327 | BEMS | P0 | Hospital Shah Alam, Selangor | ORTHOPEDIK | MONITOR NIBP/SP02 | Diagnostic Intermediate | 25-209 | 1 | KKM/JKN/HSA/10-05-01/H/15/1029 | 5185 | 5185 | V10 | 2021-01-01
328 | BEMS | P0 | Hospital Shah Alam, Selangor | PEMBEDAHAN AM | MONITOR NIBP/SP02 | Diagnostic Intermediate | 25-209 | 1 | KKM/JKN/HSA/10-05-01/H/15/1030 | 5185 | 5185 | V10 | 2021-01-01
329 | BEMS | P0 | Hospital Shah Alam, Selangor | PEMBEDAHAN AM | MONITOR NIBP/SP02 | Diagnostic Intermediate | 25-209 | 1 | KKM/JKN/HSA/10-05-01/H/15/1031 | 5185 | 5185 | V10 | 2021-01-01
330 | BEMS | P0 | Hospital Shah Alam, Selangor | PERUBATAN AM | MONITOR NIBP/SP02 | Diagnostic Intermediate | 25-209 | 1 | KKM/JKN/HSA/10-05-01/H/15/1032 | 5185 | 5185 | V10 | 2021-01-01
331 | BEMS | P0 | Hospital Shah Alam, Selangor | ORTHOPEDIK | MONITOR NIBP/SP02 | Diagnostic Intermediate | 25-209 | 1 | KKM/JKN/HSA/10-05-01/H/15/4177 | 5185 | 5185 | V10 | 2021-01-01
332 | BEMS | P0 | Hospital Shah Alam, Selangor | PEMBEDAHAN AM | DETECTOR VASCULAR FLOW | Therapeutic Intermediate | 10-432 | 1 | KKM/JKN/HSA/10-05-01/H/15/4160 | 10595 | 10595 | V10 | 2021-01-01
333 | BEMS | P0 | Hospital Shah Alam, Selangor | ORTHOPEDIK | DETECTOR VASCULAR FLOW | Therapeutic Intermediate | 10-432 | 1 | KKM/JKN/HSA/10-05-01/H/15/4162 | 10595 | 10595 | V10 | 2021-01-01
334 | BEMS | P0 | Hospital Shah Alam, Selangor | ORTHOPEDIK | DETECTOR VASCULAR FLOW | Therapeutic Intermediate | 10-432 | 1 | KKM/JKN/HSA/10-05-01/H/15/4166 | 10595 | 10595 | V10 | 2021-01-01
335 | BEMS | P0 | Hospital Shah Alam, Selangor | ORTHOPEDIK | DETECTOR VASCULAR FLOW | Therapeutic Intermediate | 10-432 | 1 | KKM/JKN/HSA/10-05-01/H/15/4167 | 10595 | 10595 | V10 | 2021-01-01
336 | BEMS | P0 | Hospital Shah Alam, Selangor | ORTHOPEDIK | DETECTOR VASCULAR FLOW | Therapeutic Intermediate | 10-432 | 1 | KKM/JKN/HSA/10-05-01/H/15/4168 | 10595 | 10595 | V10 | 2021-01-01
337 | BEMS | P0 | Hospital Shah Alam, Selangor | ORTHOPEDIK | DETECTOR VASCULAR FLOW | Therapeutic Intermediate | 10-432 | 1 | KKM/JKN/HSA/10-05-01/H/15/4169 | 10595 | 10595 | V10 | 2021-01-01
338 | BEMS | P0 | Hospital Shah Alam, Selangor | ANESTESIOLOGI | DETECTOR VASCULAR FLOW | Therapeutic Intermediate | 10-432 | 1 | KKM/JKN/HSA/10-05-01/H/15/4170 | 10595 | 10595 | V10 | 2021-01-01
339 | BEMS | P0 | Hospital Shah Alam, Selangor | ORTHOPEDIK | DETECTOR VASCULAR FLOW | Therapeutic Intermediate | 10-432 | 1 | KKM/JKN/HSA/10-05-01/H/15/4841 | 10595 | 10595 | V10 | 2021-01-01
340 | BEMS | P0 | Hospital Shah Alam, Selangor | PERUBATAN AM | DETECTOR VASCULAR FLOW | Therapeutic Intermediate | 10-432 | 1 | KKM/JKN/HSA/10-05-01/H/15/4871 | 10595 | 10595 | V10 | 2021-01-01
341 | BEMS | P0 | Hospital Shah Alam, Selangor | PERUBATAN AM | ECG ANALYSER W/PRINTER | Diagnostic Intermediate | 11-379 | 1 | KKM/JKN/HSA/10-05-01/H/15/667 | 28000 | 28000 | V10 | 2021-01-01
342 | BEMS | P0 | Hospital Shah Alam, Selangor | DIETETIK DAN SAJIAN | BODY COMPOSITION ANALYSER | Diagnostic Intermediate | 17-417 | 1 | KKM/JKN/HSA/10-05-01/H/16/31 | 16000 | 16000 | V10 | 2021-01-01
343 | BEMS | P0 | Hospital Shah Alam, Selangor | KECEMASAN & TRAUMA | ECG (EKG) MACHINE/ECG 1200G | Diagnostic Intermediate | 16-231 | 1 | KKM/JKN/HSA/10-05-01/H/17/1 | 9500 | 9500 | V10 | 2021-01-01
344 | BEMS | P0 | Hospital Shah Alam, Selangor | KECEMASAN & TRAUMA | ECG (EKG) MACHINE | Diagnostic Intermediate | 16-231 | 1 | KKM/JKN/HSA/10-05-01/H/18/127 | 12000 | 12000 | V10 | 2021-01-01
345 | BEMS | P0 | Hospital Shah Alam, Selangor | KECEMASAN & TRAUMA | ECG (EKG) MACHINE | Diagnostic Intermediate | 16-231 | 1 | KKM/JKN/HSA/10-05-01/H/18/128 | 12000 | 12000 | V10 | 2021-01-01
346 | BEMS | P0 | Hospital Shah Alam, Selangor | OFTALMOLOGI | ECG (EKG) MACHINE | Diagnostic Intermediate | 16-231 | 1 | KKM/JKN/HSA/10-05-01/H/17/37 | 22000 | 22000 | V10 | 2021-01-01
347 | BEMS | P0 | Hospital Shah Alam, Selangor | PATOLOGI | OSMOMETER | Laboratory Intermediate | 12-842 | 1 | KKM/JKN/HSA/10-05-01/H/15/3999 | 22800 | 22800 | V10 | 2021-01-01
348 | BEMS | P0 | Hospital Shah Alam, Selangor | PATOLOGI | INCUBATOR CO2 | Diagnostic Intermediate | 16-855 | 1 | KKM/JKN/HSA/10-05-01/H/15/3964 | 30000 | 30000 | V10 | 2021-01-01
349 | BEMS | P0 | Hospital Shah Alam, Selangor | PATOLOGI | INCUBATOR CO2 | Diagnostic Intermediate | 16-855 | 1 | KKM/JKN/HSA/10-05-01/H/15/3965 | 30000 | 30000 | V10 | 2021-01-01
350 | BEMS | P0 | Hospital Shah Alam, Selangor | PATOLOGI | MICROSCOPE BINO 4X/10X/40X/100X LENS | Laboratory Intermediate | 15-156 | 1 | KKM/JKN/HSA/10-05-01/H/15/3953 | 5600 | 5600 | V10 | 2021-01-01
351 | BEMS | P0 | Hospital Shah Alam, Selangor | PATOLOGI | MICROSCOPE BINO 4X/10X/40X/100X LENS | Laboratory Intermediate | 15-156 | 1 | KKM/JKN/HSA/10-05-01/H/15/3954 | 5600 | 5600 | V10 | 2021-01-01
352 | BEMS | P0 | Hospital Shah Alam, Selangor | PATOLOGI | MICROSCOPE BINO 4X/10X/40X/100X LENS | Laboratory Intermediate | 15-156 | 1 | KKM/JKN/HSA/10-05-01/H/15/3955 | 5600 | 5600 | V10 | 2021-01-01
353 | BEMS | P0 | Hospital Shah Alam, Selangor | PATOLOGI | MICROSCOPE BINO 4X/10X/40X/100X LENS | Laboratory Intermediate | 15-156 | 1 | KKM/JKN/HSA/10-05-01/H/15/3956 | 5600 | 5600 | V10 | 2021-01-01
354 | BEMS | P0 | Hospital Shah Alam, Selangor | PATOLOGI | MICROSCOPE BINO 4X/10X/40X/100X LENS | Laboratory Intermediate | 15-156 | 1 | KKM/JKN/HSA/10-05-01/H/15/3957 | 5600 | 5600 | V10 | 2021-01-01
355 | BEMS | P0 | Hospital Shah Alam, Selangor | PATOLOGI | MICROSCOPE BINO 4X/10X/40X/100X LENS | Laboratory Intermediate | 15-156 | 1 | KKM/JKN/HSA/10-05-01/H/15/3958 | 5600 | 5600 | V10 | 2021-01-01
356 | BEMS | P0 | Hospital Shah Alam, Selangor | PATOLOGI | MICROSCOPE BINO 4X/10X/40X/100X LENS | Laboratory Intermediate | 15-156 | 1 | KKM/JKN/HSA/10-05-01/H/15/3959 | 5600 | 5600 | V10 | 2021-01-01
357 | BEMS | P0 | Hospital Shah Alam, Selangor | PATOLOGI | MICROSCOPE BINO 4X/10X/40X/100X LENS | Laboratory Intermediate | 15-156 | 1 | KKM/JKN/HSA/10-05-01/H/15/3960 | 5600 | 5600 | V10 | 2021-01-01
358 | BEMS | P0 | Hospital Shah Alam, Selangor | PATOLOGI | MICROSCOPE BINO 4X/10X/40X/100X LENS | Laboratory Intermediate | 15-156 | 1 | KKM/JKN/HSA/10-05-01/H/15/3961 | 5600 | 5600 | V10 | 2021-01-01
359 | BEMS | P0 | Hospital Shah Alam, Selangor | PATOLOGI | MICROSCOPE BINO 4X/10X/40X/100X LENS | Laboratory Intermediate | 15-156 | 1 | KKM/JKN/HSA/10-05-01/H/15/3962 | 5600 | 5600 | V10 | 2021-01-01
360 | BEMS | P0 | Hospital Shah Alam, Selangor | PATOLOGI | MICROSCOPE BINO 4X/10X/40X/100X LENS | Laboratory Intermediate | 15-156 | 1 | KKM/JKN/HSA/10-05-01/H/15/3963 | 5600 | 5600 | V10 | 2021-01-01
361 | BEMS | P0 | Hospital Shah Alam, Selangor | PATOLOGI | MICROSCOPE BINO 4X/10X/40X/100X LENS | Laboratory Intermediate | 15-156 | 1 | KKM/JKN/HSA/10-05-01/H/15/3952 | 5400 | 5400 | V10 | 2021-01-01
362 | BEMS | P0 | Hospital Shah Alam, Selangor | FORENSIK | MICROSCOPE BINO 4X/10X/40X/100X LENS W FITTING FOR DIGITAL CAMERA | Laboratory Intermediate | 15-156 | 1 | KKM/JKN/HSA/10-05-01/H/15/2835 | 12500 | 12500 | V10 | 2021-01-01
363 | BEMS | P0 | Hospital Shah Alam, Selangor | FORENSIK | MICROSCOPE BINO 4X/10X/40X/100X LENS W FITTING FOR VIDEO CAMERA | Laboratory Intermediate | 15-156 | 1 | KKM/JKN/HSA/10-05-01/H/15/2834 | 5400 | 5400 | V10 | 2021-01-01
364 | BEMS | P0 | Hospital Shah Alam, Selangor | PATOLOGI | MICROSCOPE BINO PATHOLOGIST/CYTOLOGIST | Laboratory Intermediate | 15-156 | 1 | KKM/JKN/HSA/10-05-01/H/15/3950 | 35400 | 35400 | V10 | 2021-01-01
365 | BEMS | P0 | Hospital Shah Alam, Selangor | PATOLOGI | MICROSCOPE BINO PATHOLOGIST/CYTOLOGIST | Laboratory Intermediate | 15-156 | 1 | KKM/JKN/HSA/10-05-01/H/15/3951 | 35400 | 35400 | V10 | 2021-01-01
366 | BEMS | P0 | Hospital Shah Alam, Selangor | PATOLOGI | MICROSCOPE BINO 2 HEADED EYEPIECE ATTACHMENT W 63X DRY OBJECTIVE | Laboratory Intermediate | 15-156 | 1 | KKM/JKN/HSA/10-05-01/H/15/3949 | 30700 | 30700 | V10 | 2021-01-01
367 | BEMS | P0 | Hospital Shah Alam, Selangor | PATOLOGI | MICROSCOPE | Laboratory Intermediate | 15-156 | 1 | KKM/JKN/HSA/10-05-01/H/16/92 | 11100 | 11100 | V10 | 2021-01-01
368 | BEMS | P0 | Hospital Shah Alam, Selangor | OFTALMOLOGI | LAMP SLIT/TONOMETER/3 MIRROR/LENSES | Diagnostic Intermediate | 12-281 | 1 | KKM/JKN/HSA/10-05-01/H/15/2827 | 26000 | 26000 | V10 | 2021-01-01
369 | BEMS | P0 | Hospital Shah Alam, Selangor | OFTALMOLOGI | LAMP SLIT/TONOMETER/3 MIRROR/LENSES | Diagnostic Intermediate | 12-281 | 1 | KKM/JKN/HSA/10-05-01/H/15/2828 | 26000 | 26000 | V10 | 2021-01-01
370 | BEMS | P0 | Hospital Shah Alam, Selangor | OFTALMOLOGI | LAMP SLIT/TONOMETER/3 MIRROR/LENSES | Diagnostic Intermediate | 12-281 | 1 | KKM/JKN/HSA/10-05-01/H/15/2830 | 26000 | 26000 | V10 | 2021-01-01
371 | BEMS | P0 | Hospital Shah Alam, Selangor | OFTALMOLOGI | LAMP SLIT/TONOMETER/3 MIRROR/LENSES | Diagnostic Intermediate | 12-281 | 1 | KKM/JKN/HSA/10-05-01/H/15/2831 | 26000 | 26000 | V10 | 2021-01-01
372 | BEMS | P0 | Hospital Shah Alam, Selangor | OFTALMOLOGI | LAMP SLIT/TONOMETER/3 MIRROR/LENSES | Diagnostic Intermediate | 12-281 | 1 | KKM/JKN/HSA/10-05-01/H/15/2832 | 26000 | 26000 | V10 | 2021-01-01
373 | BEMS | P0 | Hospital Shah Alam, Selangor | OFTALMOLOGI | LAMP SLIT/TONOMETER/3 MIRROR/LENSES | Diagnostic Intermediate | 12-281 | 1 | KKM/JKN/HSA/10-05-01/H/15/2833 | 26000 | 26000 | V10 | 2021-01-01
374 | BEMS | P0 | Hospital Shah Alam, Selangor | OFTALMOLOGI | OPHTHALMOSCOPE/RETINOSCOPE DIRECT | Diagnostic Basic | 18-595 | 1 | KKM/JKN/HSA/10-05-01/H/15/4328 | 4875 | 4875 | V10 | 2021-01-01
375 | BEMS | P0 | Hospital Shah Alam, Selangor | OFTALMOLOGI | OPHTHALMOSCOPE/RETINOSCOPE DIRECT | Diagnostic Basic | 18-595 | 1 | KKM/JKN/HSA/10-05-01/H/15/4329 | 4875 | 4875 | V10 | 2021-01-01
376 | BEMS | P0 | Hospital Shah Alam, Selangor | OFTALMOLOGI | OPHTHALMOSCOPE/RETINOSCOPE DIRECT | Diagnostic Basic | 18-595 | 1 | KKM/JKN/HSA/10-05-01/H/15/4330 | 4875 | 4875 | V10 | 2021-01-01
377 | BEMS | P0 | Hospital Shah Alam, Selangor | OFTALMOLOGI | OPHTHALMOSCOPE/RETINOSCOPE DIRECT | Diagnostic Basic | 18-595 | 1 | KKM/JKN/HSA/10-05-01/H/15/4331 | 4875 | 4875 | V10 | 2021-01-01
378 | BEMS | P0 | Hospital Shah Alam, Selangor | OFTALMOLOGI | OPHTHALMOSCOPE/RETINOSCOPE DIRECT | Diagnostic Basic | 18-595 | 1 | KKM/JKN/HSA/10-05-01/H/15/4332 | 4875 | 4875 | V10 | 2021-01-01
379 | BEMS | P0 | Hospital Shah Alam, Selangor | OFTALMOLOGI | OPHTHALMOSCOPE/RETINOSCOPE DIRECT | Diagnostic Basic | 18-595 | 1 | KKM/JKN/HSA/10-05-01/H/15/4333 | 4875 | 4875 | V10 | 2021-01-01
380 | BEMS | P0 | Hospital Shah Alam, Selangor | OFTALMOLOGI | LAMP SLIT PHOTOGRAPHIC W/ACCESSORIES | Diagnostic Intermediate | 12-281 | 1 | KKM/JKN/HSA/10-05-01/H/15/4326 | 38675 | 38675 | V10 | 2021-01-01
381 | BEMS | P0 | Hospital Shah Alam, Selangor | OFTALMOLOGI | ULTRASOUND OPHTHALMIC A & B | Diagnostic Intermediate | 11-389 | 1 | KKM/JKN/HSA/10-05-01/H/15/4335 | 76700 | 76700 | V10 | 2021-01-01
382 | BEMS | P0 | Hospital Shah Alam, Selangor | OFTALMOLOGI | OPHTHALMOSCOPE | Diagnostic Intermediate | 12-815 | 1 | KKM/JKN/HSA/10-05-01/H/16/119 | 4782 | 4782 | V10 | 2021-01-01
383 | BEMS | P0 | Hospital Shah Alam, Selangor | OFTALMOLOGI | SLIT LAMP | Diagnostic Intermediate | 12-281 | 1 | KKM/JKN/HSA/10-05-01/H/16/128 | 28900 | 28900 | V10 | 2021-01-01
384 | BEMS | P0 | Hospital Shah Alam, Selangor | OFTALMOLOGI | OPHTHALMOSCOPE | Diagnostic Intermediate | 12-815 | 1 | KKM/JKN/HSA/10-05-01/H/16/117 | 4782 | 4782 | V10 | 2021-01-01
385 | BEMS | P0 | Hospital Shah Alam, Selangor | OFTALMOLOGI | OPHTHALMOSCOPE | Diagnostic Basic | 12-815 | 1 | KKM/JKN/HSA/10-05-01/H/16/118 | 4782 | 4782 | V10 | 2021-01-01
386 | BEMS | P0 | Hospital Shah Alam, Selangor | OFTALMOLOGI | TONOPEN | Diagnostic Intermediate | 16-809 | 1 | KKM/JKN/HSA/10-05-01/H/16/175 | 18000 | 18000 | V10 | 2021-01-01
387 | BEMS | P0 | Hospital Shah Alam, Selangor | REHABILITASI | BIO-FEEDBACK UNIT (sEMG) | Diagnostic Intermediate | 10-396 | 1 | KKM/JKN/HSA/10-05-01/H/15/2757 | 18204 | 18204 | V10 | 2021-01-01
388 | BEMS | P0 | Hospital Shah Alam, Selangor | REHABILITASI | BIO-FEEDBACK UNIT (sEMG) | Diagnostic Intermediate | 10-396 | 1 | KKM/JKN/HSA/10-05-01/H/15/4856 | 23665.2 | 23665.2 | V10 | 2021-01-01
389 | BEMS | P0 | Hospital Shah Alam, Selangor | OTORINOLARINGOLOGI | SURFACE ELECTRO MIOGRAPH 'sEMG' - DYSPAGIA | Diagnostic Basic | 11-474 | 1 | KKM/JKN/HSA/10-05-01/H/15/880 | 18204 | 18204 | V10 | 2021-01-01
390 | BEMS | P0 | Hospital Shah Alam, Selangor | OTORINOLARINGOLOGI | METER SOUND LEVEL (AUDIO METER) | Diagnostic Basic | 88-038 | 1 | KKM/JKN/HSA/10-05-01/H/2737 | 3250 | 3250 | V10 | 2021-01-01
391 | BEMS | P0 | Hospital Shah Alam, Selangor | OTORINOLARINGOLOGI | OTOSCOPE WITH RECHARGABLE HANDLE | Diagnostic Basic | 18-595 | 1 | KKM/JKN/HSA/10-05-01/R/15/10322 | 913.26 | 913.26 | V10 | 2021-01-01
392 | BEMS | P0 | Hospital Shah Alam, Selangor | OTORINOLARINGOLOGI | OTOSCOPE WITH RECHARGABLE HANDLE | Diagnostic Basic | 18-595 | 1 | KKM/JKN/HSA/10-05-01/R/15/10323 | 913.26 | 913.26 | V10 | 2021-01-01
393 | BEMS | P0 | Hospital Shah Alam, Selangor | OTORINOLARINGOLOGI | OTOSCOPE WALL MOUNTED | Diagnostic Basic | 18-595 | 1 | KKM/JKN/HSA/10-05-01/R/15/10316 | 1835.93 | 1835.93 | V10 | 2021-01-01
394 | BEMS | P0 | Hospital Shah Alam, Selangor | OTORINOLARINGOLOGI | OTOSCOPE WALL MOUNTED | Diagnostic Basic | 18-595 | 1 | KKM/JKN/HSA/10-05-01/R/15/10317 | 1835.93 | 1835.93 | V10 | 2021-01-01
395 | BEMS | P0 | Hospital Shah Alam, Selangor | OTORINOLARINGOLOGI | OTOSCOPE WALL MOUNTED | Diagnostic Basic | 18-595 | 1 | KKM/JKN/HSA/10-05-01/R/15/10318 | 1835.93 | 1835.93 | V10 | 2021-01-01
396 | BEMS | P0 | Hospital Shah Alam, Selangor | OTORINOLARINGOLOGI | OTOSCOPE WALL MOUNTED | Diagnostic Basic | 18-595 | 1 | KKM/JKN/HSA/10-05-01/R/15/10319 | 1835.93 | 1835.93 | V10 | 2021-01-01
397 | BEMS | P0 | Hospital Shah Alam, Selangor | OTORINOLARINGOLOGI | OTOSCOPE WALL MOUNTED | Diagnostic Basic | 18-595 | 1 | KKM/JKN/HSA/10-05-01/R/15/10320 | 1835.93 | 1835.93 | V10 | 2021-01-01
398 | BEMS | P0 | Hospital Shah Alam, Selangor | OTORINOLARINGOLOGI | OTOSCOPE WALL MOUNTED | Diagnostic Basic | 18-595 | 1 | KKM/JKN/HSA/10-05-01/R/15/10321 | 1835.93 | 1835.93 | V10 | 2021-01-01
399 | BEMS | P0 | Hospital Shah Alam, Selangor | KECEMASAN DAN TRAUMA | DIAGNOSTIC SET PAEDIATRIC | Diagnostic Basic | 18-595 | 1 | KKM/JKN/HSA/10-05-01/R/15/6743 | 1035.65 | 1035.65 | V10 | 2021-01-01
400 | BEMS | P0 | Hospital Shah Alam, Selangor | PEDIATRIK | DIAGNOSTIC SET PAEDIATRIC | Diagnostic Basic | 18-595 | 1 | KKM/JKN/HSA/10-05-01/R/15/6744 | 1035.65 | 1035.65 | V10 | 2021-01-01
401 | BEMS | P0 | Hospital Shah Alam, Selangor | PEDIATRIK | DIAGNOSTIC SET PAEDIATRIC | Diagnostic Basic | 18-595 | 1 | KKM/JKN/HSA/10-05-01/R/15/6745 | 1035.65 | 1035.65 | V10 | 2021-01-01
402 | BEMS | P0 | Hospital Shah Alam, Selangor | PEDIATRIK | DIAGNOSTIC SET PAEDIATRIC | Diagnostic Basic | 18-595 | 1 | KKM/JKN/HSA/10-05-01/R/15/6746 | 1035.65 | 1035.65 | V10 | 2021-01-01
403 | BEMS | P0 | Hospital Shah Alam, Selangor | PEDIATRIK | DIAGNOSTIC SET PAEDIATRIC | Diagnostic Basic | 18-595 | 1 | KKM/JKN/HSA/10-05-01/R/15/6747 | 1035.65 | 1035.65 | V10 | 2021-01-01
404 | BEMS | P0 | Hospital Shah Alam, Selangor | PEDIATRIK | DIAGNOSTIC SET PAEDIATRIC | Diagnostic Basic | 18-595 | 1 | KKM/JKN/HSA/10-05-01/R/15/6748 | 1035.65 | 1035.65 | V10 | 2021-01-01
405 | BEMS | P0 | Hospital Shah Alam, Selangor | PEDIATRIK | DIAGNOSTIC SET PAEDIATRIC | Diagnostic Basic | 18-595 | 1 | KKM/JKN/HSA/10-05-01/R/15/6749 | 1035.65 | 1035.65 | V10 | 2021-01-01
406 | BEMS | P0 | Hospital Shah Alam, Selangor | PEDIATRIK | DIAGNOSTIC SET PAEDIATRIC | Diagnostic Basic | 18-595 | 1 | KKM/JKN/HSA/10-05-01/R/15/6750 | 1035.65 | 1035.65 | V10 | 2021-01-01
407 | BEMS | P0 | Hospital Shah Alam, Selangor | PEDIATRIK | DIAGNOSTIC SET PAEDIATRIC | Diagnostic Basic | 18-595 | 1 | KKM/JKN/HSA/10-05-01/R/15/6752 | 1035.65 | 1035.65 | V10 | 2021-01-01
408 | BEMS | P0 | Hospital Shah Alam, Selangor | PEDIATRIK | DIAGNOSTIC SET PAEDIATRIC | Diagnostic Basic | 18-595 | 1 | KKM/JKN/HSA/10-05-01/R/15/6754 | 1035.65 | 1035.65 | V10 | 2021-01-01
409 | BEMS | P0 | Hospital Shah Alam, Selangor | PEDIATRIK | DIAGNOSTIC SET PAEDIATRIC | Diagnostic Basic | 18-595 | 1 | KKM/JKN/HSA/10-05-01/R/15/6755 | 1035.65 | 1035.65 | V10 | 2021-01-01
410 | BEMS | P0 | Hospital Shah Alam, Selangor | PEDIATRIK | DIAGNOSTIC SET PAEDIATRIC | Diagnostic Basic | 18-595 | 1 | KKM/JKN/HSA/10-05-01/R/15/6756 | 1035.65 | 1035.65 | V10 | 2021-01-01
411 | BEMS | P0 | Hospital Shah Alam, Selangor | PEDIATRIK | DIAGNOSTIC SET PAEDIATRIC | Diagnostic Basic | 18-595 | 1 | KKM/JKN/HSA/10-05-01/R/15/6757 | 1035.65 | 1035.65 | V10 | 2021-01-01
412 | BEMS | P0 | Hospital Shah Alam, Selangor | PEDIATRIK | DIAGNOSTIC SET PAEDIATRIC | Diagnostic Basic | 18-595 | 1 | KKM/JKN/HSA/10-05-01/R/15/6758 | 1035.65 | 1035.65 | V10 | 2021-01-01
413 | BEMS | P0 | Hospital Shah Alam, Selangor | KECEMASAN DAN TRAUMA | DIAGNOSTIC SET PAEDIATRIC | Diagnostic Basic | 18-595 | 1 | KKM/JKN/HSA/10-05-01/R/15/17184 | 1035.65 | 1035.65 | V10 | 2021-01-01
414 | BEMS | P0 | Hospital Shah Alam, Selangor | KECEMASAN DAN TRAUMA | DIAGNOSTIC SET NEONATAL | Diagnostic Basic | 18-595 | 1 | KKM/JKN/HSA/10-05-01/H/15/427 | 2024.23 | 2024.23 | V10 | 2021-01-01
415 | BEMS | P0 | Hospital Shah Alam, Selangor | PEDIATRIK | DIAGNOSTIC SET NEONATAL | Diagnostic Basic | 18-595 | 1 | KKM/JKN/HSA/10-05-01/H/15/428 | 2024.23 | 2024.23 | V10 | 2021-01-01
416 | BEMS | P0 | Hospital Shah Alam, Selangor | PEDIATRIK | DIAGNOSTIC SET NEONATAL | Diagnostic Basic | 18-595 | 1 | KKM/JKN/HSA/10-05-01/H/15/429 | 2024.23 | 2024.23 | V10 | 2021-01-01
417 | BEMS | P0 | Hospital Shah Alam, Selangor | PEDIATRIK | DIAGNOSTIC SET NEONATAL | Diagnostic Basic | 18-595 | 1 | KKM/JKN/HSA/10-05-01/H/15/430 | 2024.23 | 2024.23 | V10 | 2021-01-01
418 | BEMS | P0 | Hospital Shah Alam, Selangor | PEDIATRIK | DIAGNOSTIC SET NEONATAL | Diagnostic Basic | 18-595 | 1 | KKM/JKN/HSA/10-05-01/H/15/431 | 2024.23 | 2024.23 | V10 | 2021-01-01
419 | BEMS | P0 | Hospital Shah Alam, Selangor | PERUBATAN AM | DIAGNOSTIC SET ADULT | Diagnostic Basic | 18-595 | 1 | KKM/JKN/HSA/10-05-01/R/15/7352 | 1459.33 | 1459.33 | V10 | 2021-01-01
420 | BEMS | P0 | Hospital Shah Alam, Selangor | PERUBATAN AM | DIAGNOSTIC SET ADULT | Diagnostic Basic | 18-595 | 1 | KKM/JKN/HSA/10-05-01/R/15/7353 | 1459.33 | 1459.33 | V10 | 2021-01-01
421 | BEMS | P0 | Hospital Shah Alam, Selangor | PEMBEDAHAN AM | DIAGNOSTIC SET ADULT | Diagnostic Basic | 18-595 | 1 | KKM/JKN/HSA/10-05-01/R/15/7354 | 1459.33 | 1459.33 | V10 | 2021-01-01
422 | BEMS | P0 | Hospital Shah Alam, Selangor | NEFROLOGI | DIAGNOSTIC SET ADULT | Diagnostic Basic | 18-595 | 1 | KKM/JKN/HSA/10-05-01/R/15/7355 | 1459.33 | 1459.33 | V10 | 2021-01-01
423 | BEMS | P0 | Hospital Shah Alam, Selangor | NEFROLOGI | DIAGNOSTIC SET ADULT | Diagnostic Basic | 18-595 | 1 | KKM/JKN/HSA/10-05-01/R/15/7356 | 1459.33 | 1459.33 | V10 | 2021-01-01
424 | BEMS | P0 | Hospital Shah Alam, Selangor | ANESTESIOLOGI | DIAGNOSTIC SET ADULT | Diagnostic Basic | 18-595 | 1 | KKM/JKN/HSA/10-05-01/R/15/7357 | 1459.33 | 1459.33 | V10 | 2021-01-01
425 | BEMS | P0 | Hospital Shah Alam, Selangor | ANESTESIOLOGI | DIAGNOSTIC SET ADULT | Diagnostic Basic | 18-595 | 1 | KKM/JKN/HSA/10-05-01/R/15/7358 | 1459.33 | 1459.33 | V10 | 2021-01-01
426 | BEMS | P0 | Hospital Shah Alam, Selangor | OBSTETRIK & GINEKOLOGI | DIAGNOSTIC SET ADULT | Diagnostic Basic | 18-595 | 1 | KKM/JKN/HSA/10-05-01/R/15/7359 | 1459.33 | 1459.33 | V10 | 2021-01-01
427 | BEMS | P0 | Hospital Shah Alam, Selangor | PERUBATAN AM | DIAGNOSTIC SET ADULT | Diagnostic Basic | 18-595 | 1 | KKM/JKN/HSA/10-05-01/R/15/7360 | 1459.33 | 1459.33 | V10 | 2021-01-01
428 | BEMS | P0 | Hospital Shah Alam, Selangor | PERUBATAN AM | DIAGNOSTIC SET ADULT | Diagnostic Basic | 18-595 | 1 | KKM/JKN/HSA/10-05-01/R/15/7361 | 1459.33 | 1459.33 | V10 | 2021-01-01
429 | BEMS | P0 | Hospital Shah Alam, Selangor | PERUBATAN AM | DIAGNOSTIC SET ADULT | Diagnostic Basic | 18-595 | 1 | KKM/JKN/HSA/10-05-01/R/15/7362 | 1459.33 | 1459.33 | V10 | 2021-01-01
430 | BEMS | P0 | Hospital Shah Alam, Selangor | PERUBATAN AM | DIAGNOSTIC SET ADULT | Diagnostic Basic | 18-595 | 1 | KKM/JKN/HSA/10-05-01/R/15/7363 | 1459.33 | 1459.33 | V10 | 2021-01-01
431 | BEMS | P0 | Hospital Shah Alam, Selangor | PERUBATAN AM | DIAGNOSTIC SET ADULT | Diagnostic Basic | 18-595 | 1 | KKM/JKN/HSA/10-05-01/R/15/7364 | 1459.33 | 1459.33 | V10 | 2021-01-01
432 | BEMS | P0 | Hospital Shah Alam, Selangor | PERUBATAN AM | DIAGNOSTIC SET ADULT | Diagnostic Basic | 18-595 | 1 | KKM/JKN/HSA/10-05-01/R/15/7365 | 1459.33 | 1459.33 | V10 | 2021-01-01
433 | BEMS | P0 | Hospital Shah Alam, Selangor | PERUBATAN AM | DIAGNOSTIC SET ADULT | Diagnostic Basic | 18-595 | 1 | KKM/JKN/HSA/10-05-01/R/15/7366 | 1459.33 | 1459.33 | V10 | 2021-01-01
434 | BEMS | P0 | Hospital Shah Alam, Selangor | PERUBATAN AM | DIAGNOSTIC SET ADULT | Diagnostic Basic | 18-595 | 1 | KKM/JKN/HSA/10-05-01/R/15/7367 | 1459.33 | 1459.33 | V10 | 2021-01-01
435 | BEMS | P0 | Hospital Shah Alam, Selangor | PERUBATAN AM | DIAGNOSTIC SET ADULT | Diagnostic Basic | 18-595 | 1 | KKM/JKN/HSA/10-05-01/R/15/7368 | 1459.33 | 1459.33 | V10 | 2021-01-01
436 | BEMS | P0 | Hospital Shah Alam, Selangor | PERUBATAN AM | DIAGNOSTIC SET ADULT | Diagnostic Basic | 18-595 | 1 | KKM/JKN/HSA/10-05-01/R/15/7369 | 1459.33 | 1459.33 | V10 | 2021-01-01
437 | BEMS | P0 | Hospital Shah Alam, Selangor | ORTOPEDIK | DIAGNOSTIC SET ADULT | Diagnostic Basic | 18-595 | 1 | KKM/JKN/HSA/10-05-01/R/15/7370 | 1459.33 | 1459.33 | V10 | 2021-01-01
438 | BEMS | P0 | Hospital Shah Alam, Selangor | ORTOPEDIK | DIAGNOSTIC SET ADULT | Diagnostic Basic | 18-595 | 1 | KKM/JKN/HSA/10-05-01/R/15/7371 | 1459.33 | 1459.33 | V10 | 2021-01-01
439 | BEMS | P0 | Hospital Shah Alam, Selangor | ORTOPEDIK | DIAGNOSTIC SET ADULT | Diagnostic Basic | 18-595 | 1 | KKM/JKN/HSA/10-05-01/R/15/7372 | 1459.33 | 1459.33 | V10 | 2021-01-01
440 | BEMS | P0 | Hospital Shah Alam, Selangor | ORTOPEDIK | DIAGNOSTIC SET ADULT | Diagnostic Basic | 18-595 | 1 | KKM/JKN/HSA/10-05-01/R/15/7373 | 1459.33 | 1459.33 | V10 | 2021-01-01
441 | BEMS | P0 | Hospital Shah Alam, Selangor | ORTOPEDIK | DIAGNOSTIC SET ADULT | Diagnostic Basic | 18-595 | 1 | KKM/JKN/HSA/10-05-01/R/15/7374 | 1459.33 | 1459.33 | V10 | 2021-01-01
442 | BEMS | P0 | Hospital Shah Alam, Selangor | ORTOPEDIK | DIAGNOSTIC SET ADULT | Diagnostic Basic | 18-595 | 1 | KKM/JKN/HSA/10-05-01/R/15/7375 | 1459.33 | 1459.33 | V10 | 2021-01-01
443 | BEMS | P0 | Hospital Shah Alam, Selangor | ORTOPEDIK | DIAGNOSTIC SET ADULT | Diagnostic Basic | 18-595 | 1 | KKM/JKN/HSA/10-05-01/R/15/7376 | 1459.33 | 1459.33 | V10 | 2021-01-01
444 | BEMS | P0 | Hospital Shah Alam, Selangor | ORTOPEDIK | DIAGNOSTIC SET ADULT | Diagnostic Basic | 18-595 | 1 | KKM/JKN/HSA/10-05-01/R/15/7377 | 1459.33 | 1459.33 | V10 | 2021-01-01
445 | BEMS | P0 | Hospital Shah Alam, Selangor | PEMBEDAHAN MULUT | DIAGNOSTIC SET ADULT | Diagnostic Basic | 18-595 | 1 | KKM/JKN/HSA/10-05-01/R/15/7379 | 1459.33 | 1459.33 | V10 | 2021-01-01
446 | BEMS | P0 | Hospital Shah Alam, Selangor | PEMBEDAHAN MULUT | DIAGNOSTIC SET ADULT | Diagnostic Basic | 18-595 | 1 | KKM/JKN/HSA/10-05-01/R/15/7380 | 1459.33 | 1459.33 | V10 | 2021-01-01
447 | BEMS | P0 | Hospital Shah Alam, Selangor | PEMCEDAHAN MULUT | DIAGNOSTIC SET ADULT | Diagnostic Basic | 18-595 | 1 | KKM/JKN/HSA/10-05-01/R/15/7381 | 1459.33 | 1459.33 | V10 | 2021-01-01
448 | BEMS | P0 | Hospital Shah Alam, Selangor | PERUBATAN AM | DIAGNOSTIC SET ADULT | Diagnostic Basic | 18-595 | 1 | KKM/JKN/HSA/10-05-01/R/15/7395 | 1459.33 | 1459.33 | V10 | 2021-01-01
449 | BEMS | P0 | Hospital Shah Alam, Selangor | PERUBATAN AM | DIAGNOSTIC SET ADULT | Diagnostic Basic | 18-595 | 1 | KKM/JKN/HSA/10-05-01/R/15/7396 | 1459.33 | 1459.33 | V10 | 2021-01-01
450 | BEMS | P0 | Hospital Shah Alam, Selangor | PERUBATAN AM | DIAGNOSTIC SET ADULT | Diagnostic Basic | 18-595 | 1 | KKM/JKN/HSA/10-05-01/R/15/7397 | 1459.33 | 1459.33 | V10 | 2021-01-01
451 | BEMS | P0 | Hospital Shah Alam, Selangor | ORTOPEDIK | DIAGNOSTIC SET ADULT | Diagnostic Basic | 18-595 | 1 | KKM/JKN/HSA/10-05-01/R/15/7398 | 1459.33 | 1459.33 | V10 | 2021-01-01
452 | BEMS | P0 | Hospital Shah Alam, Selangor | ORTOPEDIK | DIAGNOSTIC SET ADULT | Diagnostic Basic | 18-595 | 1 | KKM/JKN/HSA/10-05-01/R/15/7399 | 1459.33 | 1459.33 | V10 | 2021-01-01
453 | BEMS | P0 | Hospital Shah Alam, Selangor | PEMBEDAHAN AM | DIAGNOSTIC SET ADULT | Diagnostic Basic | 18-595 | 1 | KKM/JKN/HSA/10-05-01/R/15/7400 | 1459.33 | 1459.33 | V10 | 2021-01-01
454 | BEMS | P0 | Hospital Shah Alam, Selangor | PEMBEDAHAN AM | DIAGNOSTIC SET ADULT | Diagnostic Basic | 18-595 | 1 | KKM/JKN/HSA/10-05-01/R/15/7401 | 1459.33 | 1459.33 | V10 | 2021-01-01
455 | BEMS | P0 | Hospital Shah Alam, Selangor | PEMBEDAHAN AM | DIAGNOSTIC SET ADULT | Diagnostic Basic | 18-595 | 1 | KKM/JKN/HSA/10-05-01/R/15/7402 | 1459.33 | 1459.33 | V10 | 2021-01-01
456 | BEMS | P0 | Hospital Shah Alam, Selangor | PEMBEDAHAN AM | DIAGNOSTIC SET ADULT | Diagnostic Basic | 18-595 | 1 | KKM/JKN/HSA/10-05-01/R/15/7403 | 1459.33 | 1459.33 | V10 | 2021-01-01
457 | BEMS | P0 | Hospital Shah Alam, Selangor | PERUBATAN AM | DIAGNOSTIC SET ADULT | Diagnostic Basic | 18-595 | 1 | KKM/JKN/HSA/10-05-01/R/15/7404 | 1459.33 | 1459.33 | V10 | 2021-01-01
458 | BEMS | P0 | Hospital Shah Alam, Selangor | PERUBATAN AM | DIAGNOSTIC SET ADULT | Diagnostic Basic | 18-595 | 1 | KKM/JKN/HSA/10-05-01/R/15/7405 | 1459.33 | 1459.33 | V10 | 2021-01-01
459 | BEMS | P0 | Hospital Shah Alam, Selangor | PERUBATAN AM | DIAGNOSTIC SET ADULT | Diagnostic Basic | 18-595 | 1 | KKM/JKN/HSA/10-05-01/R/15/7406 | 1459.33 | 1459.33 | V10 | 2021-01-01
460 | BEMS | P0 | Hospital Shah Alam, Selangor | KECEMASAN DAN TRAUMA | DIAGNOSTIC SET ADULT | Diagnostic Basic | 18-595 | 1 | KKM/JKN/HSA/10-05-01/R/15/17058 | 1820 | 1820 | V10 | 2021-01-01
461 | BEMS | P0 | Hospital Shah Alam, Selangor | KECEMASAN DAN TRAUMA | DIAGNOSTIC SET ADULT | Diagnostic Basic | 18-595 | 1 | KKM/JKN/HSA/10-05-01/R/15/17059 | 1820 | 1820 | V10 | 2021-01-01
462 | BEMS | P0 | Hospital Shah Alam, Selangor | PENDIDIKAN KESIHATAN | DIAGNOSTIC SET ADULT | Diagnostic Basic | 18-595 | 1 | KKM/JKN/HSA/10-05-01/R/15/17060 | 1820 | 1820 | V10 | 2021-01-01
463 | BEMS | P0 | Hospital Shah Alam, Selangor | KECEMASAN DAN TRAUMA | DIAGNOSTIC SET ADULT | Diagnostic Basic | 18-595 | 1 | KKM/JKN/HSA/10-05-01/R/15/17061 | 1820 | 1820 | V10 | 2021-01-01
464 | BEMS | P0 | Hospital Shah Alam, Selangor | KECEMASAN DAN TRAUMA | DIAGNOSTIC SET ADULT | Diagnostic Basic | 18-595 | 1 | KKM/JKN/HSA/10-05-01/R/15/17062 | 1820 | 1820 | V10 | 2021-01-01
465 | BEMS | P0 | Hospital Shah Alam, Selangor | PERUBATAN AM | DIAGNOSTIC SET ADULT | Diagnostic Basic | 18-595 | 1 | KKM/JKN/HSA/10-05-01/R/15/17065 | 1820 | 1820 | V10 | 2021-01-01
466 | BEMS | P0 | Hospital Shah Alam, Selangor | PERUBATAN AM | DIAGNOSTIC SET ADULT | Diagnostic Basic | 18-595 | 1 | KKM/JKN/HSA/10-05-01/R/15/17066 | 1820 | 1820 | V10 | 2021-01-01
467 | BEMS | P0 | Hospital Shah Alam, Selangor | PERUBATAN AM | DIAGNOSTIC SET ADULT | Diagnostic Basic | 18-595 | 1 | KKM/JKN/HSA/10-05-01/R/15/17067 | 1820 | 1820 | V10 | 2021-01-01
468 | BEMS | P0 | Hospital Shah Alam, Selangor | PERUBATAN AM | DIAGNOSTIC SET ADULT | Diagnostic Basic | 18-595 | 1 | KKM/JKN/HSA/10-05-01/R/15/17068 | 1820 | 1820 | V10 | 2021-01-01
469 | BEMS | P0 | Hospital Shah Alam, Selangor | PERUBATAN AM | DIAGNOSTIC SET ADULT | Diagnostic Basic | 18-595 | 1 | KKM/JKN/HSA/10-05-01/R/15/17069 | 1820 | 1820 | V10 | 2021-01-01
470 | BEMS | P0 | Hospital Shah Alam, Selangor | OBSTETRIK & GINEKOLOGI | DIAGNOSTIC SET ADULT | Diagnostic Basic | 18-595 | 1 | KKM/JKN/HSA/10-05-01/R/15/17076 | 1820 | 1820 | V10 | 2021-01-01
471 | BEMS | P0 | Hospital Shah Alam, Selangor | PERUBATAN AM | DIAGNOSTIC SET ADULT | Diagnostic Basic | 18-595 | 1 | KKM/JKN/HSA/10-05-01/R/15/17087 | 1820 | 1820 | V10 | 2021-01-01
472 | BEMS | P0 | Hospital Shah Alam, Selangor | PEMBEDAHAN AM | DIAGNOSTIC SET ADULT | Diagnostic Basic | 18-595 | 1 | KKM/JKN/HSA/10-05-01/R/15/17088 | 1820 | 1820 | V10 | 2021-01-01
473 | BEMS | P0 | Hospital Shah Alam, Selangor | PEMBEDAHAN AM | DIAGNOSTIC SET ADULT | Diagnostic Basic | 18-595 | 1 | KKM/JKN/HSA/10-05-01/R/15/17089 | 1820 | 1820 | V10 | 2021-01-01
474 | BEMS | P0 | Hospital Shah Alam, Selangor | PEMBEDAHAN AM | DIAGNOSTIC SET ADULT | Diagnostic Basic | 18-595 | 1 | KKM/JKN/HSA/10-05-01/R/15/17090 | 1820 | 1820 | V10 | 2021-01-01
475 | BEMS | P0 | Hospital Shah Alam, Selangor | PEMBEDAHAN AM | DIAGNOSTIC SET ADULT | Diagnostic Basic | 18-595 | 1 | KKM/JKN/HSA/10-05-01/R/15/17091 | 1820 | 1820 | V10 | 2021-01-01
476 | BEMS | P0 | Hospital Shah Alam, Selangor | PEMBEDAHAN AM | DIAGNOSTIC SET ADULT | Diagnostic Basic | 18-595 | 1 | KKM/JKN/HSA/10-05-01/R/15/17092 | 1820 | 1820 | V10 | 2021-01-01
477 | BEMS | P0 | Hospital Shah Alam, Selangor | PEMBEDAHAN AM | DIAGNOSTIC SET ADULT | Diagnostic Basic | 18-595 | 1 | KKM/JKN/HSA/10-05-01/R/15/17093 | 1820 | 1820 | V10 | 2021-01-01
478 | BEMS | P0 | Hospital Shah Alam, Selangor | PEMBEDAHAN AM | DIAGNOSTIC SET ADULT | Diagnostic Basic | 18-595 | 1 | KKM/JKN/HSA/10-05-01/R/15/17094 | 1820 | 1820 | V10 | 2021-01-01
479 | BEMS | P0 | Hospital Shah Alam, Selangor | PEMBEDAHAN AM | DIAGNOSTIC SET ADULT | Diagnostic Basic | 18-595 | 1 | KKM/JKN/HSA/10-05-01/R/15/17095 | 1820 | 1820 | V10 | 2021-01-01
480 | BEMS | P0 | Hospital Shah Alam, Selangor | ANESTESIOLOGI | DIAGNOSTIC SET ADULT | Diagnostic Basic | 18-595 | 1 | KKM/JKN/HSA/10-05-01/R/15/17096 | 1820 | 1820 | V10 | 2021-01-01
481 | BEMS | P0 | Hospital Shah Alam, Selangor | ANESTESIOLOGI | DIAGNOSTIC SET ADULT | Diagnostic Basic | 18-595 | 1 | KKM/JKN/HSA/10-05-01/R/15/17097 | 1820 | 1820 | V10 | 2021-01-01
482 | BEMS | P0 | Hospital Shah Alam, Selangor | ORTOPEDIK | DIAGNOSTIC SET ADULT | Diagnostic Basic | 18-595 | 1 | KKM/JKN/HSA/10-05-01/R/15/17098 | 1820 | 1820 | V10 | 2021-01-01
483 | BEMS | P0 | Hospital Shah Alam, Selangor | ORTOPEDIK | DIAGNOSTIC SET ADULT | Diagnostic Basic | 18-595 | 1 | KKM/JKN/HSA/10-05-01/R/15/17099 | 1820 | 1820 | V10 | 2021-01-01
484 | BEMS | P0 | Hospital Shah Alam, Selangor | PEMBEDAHAN AM | DIAGNOSTIC SET ADULT | Diagnostic Basic | 18-595 | 1 | KKM/JKN/HSA/10-05-01/R/15/17256 | 1820 | 1820 | V10 | 2021-01-01
485 | BEMS | P0 | Hospital Shah Alam, Selangor | PEMBEDAHAN AM | DIAGNOSTIC SET ADULT | Diagnostic Basic | 18-595 | 1 | KKM/JKN/HSA/10-05-01/R/15/17257 | 1820 | 1820 | V10 | 2021-01-01
486 | BEMS | P0 | Hospital Shah Alam, Selangor | PEMBEDAHAN AM | DIAGNOSTIC SET ADULT | Diagnostic Basic | 18-595 | 1 | KKM/JKN/HSA/10-05-01/R/15/17258 | 1820 | 1820 | V10 | 2021-01-01
487 | BEMS | P0 | Hospital Shah Alam, Selangor | KECEMASAN DAN TRAUMA | DIAGNOSTIC SET RECHARGABLE WALL MTD | Diagnostic Basic | 18-595 | 1 | KKM/JKN/HSA/10-05-01/H/15/4908 | 5220.15 | 5220.15 | V10 | 2021-01-01
488 | BEMS | P0 | Hospital Shah Alam, Selangor | KECEMASAN DAN TRAUMA | DIAGNOSTIC SET RECHARGABLE WALL MTD | Diagnostic Basic | 18-595 | 1 | KKM/JKN/HSA/10-05-01/H/15/4909 | 5220.15 | 5220.15 | V10 | 2021-01-01
489 | BEMS | P0 | Hospital Shah Alam, Selangor | KECEMASAN DAN TRAUMA | DIAGNOSTIC SET RECHARGABLE WALL MTD | Diagnostic Basic | 18-595 | 1 | KKM/JKN/HSA/10-05-01/H/15/4910 | 5220.15 | 5220.15 | V10 | 2021-01-01
490 | BEMS | P0 | Hospital Shah Alam, Selangor | KECEMASAN DAN TRAUMA | DIAGNOSTIC SET RECHARGABLE WALL MTD | Diagnostic Basic | 18-595 | 1 | KKM/JKN/HSA/10-05-01/H/15/4911 | 5220.15 | 5220.15 | V10 | 2021-01-01
491 | BEMS | P0 | Hospital Shah Alam, Selangor | KECEMASAN DAN TRAUMA | DIAGNOSTIC SET RECHARGABLE WALL MTD | Diagnostic Basic | 18-595 | 1 | KKM/JKN/HSA/10-05-01/H/15/4912 | 5220.15 | 5220.15 | V10 | 2021-01-01
492 | BEMS | P0 | Hospital Shah Alam, Selangor | KECEMASAN DAN TRAUMA | DIAGNOSTIC SET RECHARGABLE WALL MTD | Diagnostic Basic | 18-595 | 1 | KKM/JKN/HSA/10-05-01/H/15/5002 | 5220.15 | 5220.15 | V10 | 2021-01-01
493 | BEMS | P0 | Hospital Shah Alam, Selangor | KECEMASAN DAN TRAUMA | DIAGNOSTIC SET RECHARGABLE WALL MTD | Diagnostic Basic | 18-595 | 1 | KKM/JKN/HSA/10-05-01/H/15/5003 | 5220.15 | 5220.15 | V10 | 2021-01-01
494 | BEMS | P0 | Hospital Shah Alam, Selangor | OFTALMOLOGI | FOCIMETER | Diagnostic Intermediate | 12-326 | 1 | KKM/JKN/HSA/10-05-01/H/15/4125 | 5500 | 5500 | V10 | 2021-01-01
495 | BEMS | P0 | Hospital Shah Alam, Selangor | OFTALMOLOGI | FOCIMETER | Diagnostic Intermediate | 12-326 | 1 | KKM/JKN/HSA/10-05-01/H/15/4126 | 5500 | 5500 | V10 | 2021-01-01
496 | BEMS | P0 | Hospital Shah Alam, Selangor | OFTALMOLOGI | TONOMETER | Diagnostic Intermediate | 16-809 | 1 | KKM/JKN/HSA/10-05-01/H/15/4345 | 39000 | 39000 | V10 | 2021-01-01
497 | BEMS | P0 | Hospital Shah Alam, Selangor | OFTALMOLOGI | KERATOMETER | Diagnostic Intermediate | 13-313 | 1 | KKM/JKN/HSA/10-05-01/H/15/4343 | 10400 | 10400 | V10 | 2021-01-01
498 | BEMS | P0 | Hospital Shah Alam, Selangor | OFTALMOLOGI | KERATOMETER | Diagnostic Intermediate | 13-313 | 1 | KKM/JKN/HSA/10-05-01/H/15/4344 | 10400 | 10400 | V10 | 2021-01-01
499 | BEMS | P0 | Hospital Shah Alam, Selangor | OFTALMOLOGI | TONOPEN | Diagnostic Intermediate | 16-809 | 1 | KKM/JKN/HSA/10-05-01/H/15/4094 | 11250 | 11250 | V10 | 2021-01-01
500 | BEMS | P0 | Hospital Shah Alam, Selangor | OFTALMOLOGI | TONOPEN | Diagnostic Intermediate | 16-809 | 1 | KKM/JKN/HSA/10-05-01/H/15/4095 | 11250 | 11250 | V10 | 2021-01-01
501 | BEMS | P0 | Hospital Shah Alam, Selangor | OFTALMOLOGI | LOG MAR CHART FOR DISTANCE IN SET | Diagnostic Basic | 16-800 | 1 | KKM/JKN/HSA/10-05-01/H/15/4142 | 10000 | 10000 | V10 | 2021-01-01
502 | BEMS | P0 | Hospital Shah Alam, Selangor | OFTALMOLOGI | HAND HELD AUTO KERATOMETER | Diagnostic Intermediate | 13-313 | 1 | KKM/JKN/HSA/10-05-01/H/15/2052 | 38000 | 38000 | V10 | 2021-01-01
503 | BEMS | P0 | Hospital Shah Alam, Selangor | OFTALMOLOGI | HAND HELD AUTO KERATOMETER | Diagnostic Intermediate | 13-313 | 1 | KKM/JKN/HSA/10-05-01/H/15/2053 | 38000 | 38000 | V10 | 2021-01-01
504 | BEMS | P0 | Hospital Shah Alam, Selangor | OFTALMOLOGI | PROJECTOR AUTO CHART | Diagnostic Basic | 16-890 | 1 | KKM/JKN/HSA/10-05-01/H/15/2073 | 5000 | 5000 | V10 | 2021-01-01
505 | BEMS | P0 | Hospital Shah Alam, Selangor | OFTALMOLOGI | PROJECTOR AUTO CHART | Diagnostic Basic | 16-890 | 1 | KKM/JKN/HSA/10-05-01/H/15/2074 | 5000 | 5000 | V10 | 2021-01-01
506 | BEMS | P0 | Hospital Shah Alam, Selangor | OFTALMOLOGI | PROJECTOR AUTO CHART | Diagnostic Basic | 16-890 | 1 | KKM/JKN/HSA/10-05-01/H/15/2075 | 5000 | 5000 | V10 | 2021-01-01
507 | BEMS | P0 | Hospital Shah Alam, Selangor | OFTALMOLOGI | PROJECTOR AUTO CHART | Diagnostic Basic | 16-890 | 1 | KKM/JKN/HSA/10-05-01/H/15/2076 | 5000 | 5000 | V10 | 2021-01-01
508 | BEMS | P0 | Hospital Shah Alam, Selangor | OFTALMOLOGI | PROJECTOR AUTO CHART | Diagnostic Basic | 16-890 | 1 | KKM/JKN/HSA/10-05-01/H/15/2077 | 5000 | 5000 | V10 | 2021-01-01
509 | BEMS | P0 | Hospital Shah Alam, Selangor | OFTALMOLOGI | PROJECTOR AUTO CHART | Diagnostic Basic | 16-890 | 1 | KKM/JKN/HSA/10-05-01/H/15/2081 | 5000 | 5000 | V10 | 2021-01-01
510 | BEMS | P0 | Hospital Shah Alam, Selangor | OFTALMOLOGI | PROJECTOR AUTO CHART | Diagnostic Basic | 16-890 | 1 | KKM/JKN/HSA/10-05-01/H/15/2082 | 5000 | 5000 | V10 | 2021-01-01
511 | BEMS | P0 | Hospital Shah Alam, Selangor | OFTALMOLOGI | PROJECTOR AUTO CHART | Diagnostic Basic | 16-890 | 1 | KKM/JKN/HSA/10-05-01/H/15/2083 | 5000 | 5000 | V10 | 2021-01-01
512 | BEMS | P0 | Hospital Shah Alam, Selangor | KECEMASAN DAN TRAUMA | TESTER PULP | Therapeutic Basic | 13-187 | 1 | KKM/JKN/HSA/10-05-01/R/15/7125 | 1000 | 1000 | V10 | 2021-01-01
513 | BEMS | P0 | Hospital Shah Alam, Selangor | PEMBEDAHAN MULUT | TESTER PULP | Therapeutic Basic | 13-187 | 1 | KKM/JKN/HSA/10-05-01/R/15/7126 | 1000 | 1000 | V10 | 2021-01-01
514 | BEMS | P0 | Hospital Shah Alam, Selangor | PEMBEDAHAN MULUT | TESTER PULP | Therapeutic Basic | 13-187 | 1 | KKM/JKN/HSA/10-05-01/R/15/7127 | 1000 | 1000 | V10 | 2021-01-01
515 | BEMS | P0 | Hospital Shah Alam, Selangor | PEMBEDAHAN MULUT | TESTER PULP | Therapeutic Basic | 13-187 | 1 | KKM/JKN/HSA/10-05-01/R/15/7128 | 1000 | 1000 | V10 | 2021-01-01
516 | BEMS | P0 | Hospital Shah Alam, Selangor | PEMBEDAHAN MULUT | TESTER PULP | Therapeutic Basic | 13-187 | 1 | KKM/JKN/HSA/10-05-01/R/15/7129 | 1000 | 1000 | V10 | 2021-01-01
517 | BEMS | P0 | Hospital Shah Alam, Selangor | PEMBEDAHAN MULUT | TESTER PULP | Therapeutic Basic | 13-187 | 1 | KKM/JKN/HSA/10-05-01/R/15/7130 | 1000 | 1000 | V10 | 2021-01-01
518 | BEMS | P0 | Hospital Shah Alam, Selangor | PEMBEDAHAN MULUT | TESTER PULP | Therapeutic Basic | 13-187 | 1 | KKM/JKN/HSA/10-05-01/R/15/7131 | 1000 | 1000 | V10 | 2021-01-01
519 | BEMS | P0 | Hospital Shah Alam, Selangor | PEMBEDAHAN MULUT | TESTER PULP | Therapeutic Basic | 13-187 | 1 | KKM/JKN/HSA/10-05-01/R/15/7132 | 1000 | 1000 | V10 | 2021-01-01
520 | BEMS | P0 | Hospital Shah Alam, Selangor | PEMBEDAHAN MULUT | TESTER PULP | Therapeutic Basic | 13-187 | 1 | KKM/JKN/HSA/10-05-01/R/15/7133 | 1000 | 1000 | V10 | 2021-01-01
521 | BEMS | P0 | Hospital Shah Alam, Selangor | PEMBEDAHAN MULUT | TESTER PULP | Therapeutic Basic | 13-187 | 1 | KKM/JKN/HSA/10-05-01/R/15/7134 | 1000 | 1000 | V10 | 2021-01-01
522 | BEMS | P0 | Hospital Shah Alam, Selangor | PEMBEDAHAN MULUT | TESTER PULP | Therapeutic Basic | 13-187 | 1 | KKM/JKN/HSA/10-05-01/R/15/7135 | 1000 | 1000 | V10 | 2021-01-01
523 | BEMS | P0 | Hospital Shah Alam, Selangor | PERUBATAN AM | DISINFECTOR MANUAL | Therapeutic Intermediate | 15-999 | 1 | KKM/JKN/HSA/10-05-01/H/15/452 | 6620 | 6620 | V10 | 2021-01-01
524 | BEMS | P0 | Hospital Shah Alam, Selangor | PERUBATAN AM | DISINFECTOR MANUAL | Therapeutic Intermediate | 15-999 | 1 | KKM/JKN/HSA/10-05-01/H/15/454 | 6620 | 6620 | V10 | 2021-01-01
525 | BEMS | P0 | Hospital Shah Alam, Selangor | PATOLOGI | BOX UV | Laboratory Basic | 16-281 | 1 | KKM/JKN/HSA/10-05-01/R/15/15051 | 1940 | 1940 | V10 | 2021-01-01
526 | BEMS | P0 | Hospital Shah Alam, Selangor | OBSTETRIK & GINEKOLOGI | RADIENT HEAT UNIT FREESTANDING | Therapeutic Basic | 17-433 | 1 | KKM/JKN/HSA/10-05-01/H/15/523 | 10000 | 10000 | V10 | 2021-01-01
527 | BEMS | P0 | Hospital Shah Alam, Selangor | OBSTETRIK & GINEKOLOGI | RADIENT HEAT UNIT FREESTANDING | Therapeutic Basic | 17-433 | 1 | KKM/JKN/HSA/10-05-01/H/15/524 | 10000 | 10000 | V10 | 2021-01-01
528 | BEMS | P0 | Hospital Shah Alam, Selangor | OBSTETRIK & GINEKOLOGI | RADIENT HEAT UNIT FREESTANDING | Therapeutic Basic | 17-433 | 1 | KKM/JKN/HSA/10-05-01/H/15/525 | 10000 | 10000 | V10 | 2021-01-01
529 | BEMS | P0 | Hospital Shah Alam, Selangor | OBSTETRIK & GINEKOLOGI | RADIENT HEAT UNIT FREESTANDING | Therapeutic Basic | 17-433 | 1 | KKM/JKN/HSA/10-05-01/H/15/526 | 10000 | 10000 | V10 | 2021-01-01
530 | BEMS | P0 | Hospital Shah Alam, Selangor | OBSTETRIK & GINEKOLOGI | RADIENT HEAT UNIT FREESTANDING | Therapeutic Basic | 17-433 | 1 | KKM/JKN/HSA/10-05-01/H/15/527 | 10000 | 10000 | V10 | 2021-01-01
531 | BEMS | P0 | Hospital Shah Alam, Selangor | OBSTETRIK & GINEKOLOGI | RADIENT HEAT UNIT FREESTANDING | Therapeutic Basic | 17-433 | 1 | KKM/JKN/HSA/10-05-01/H/15/528 | 10000 | 10000 | V10 | 2021-01-01
532 | BEMS | P0 | Hospital Shah Alam, Selangor | OBSTETRIK & GINEKOLOGI | RADIENT HEAT UNIT FREESTANDING | Therapeutic Basic | 17-433 | 1 | KKM/JKN/HSA/10-05-01/H/15/529 | 10000 | 10000 | V10 | 2021-01-01
533 | BEMS | P0 | Hospital Shah Alam, Selangor | OBSTETRIK & GINEKOLOGI | RADIENT HEAT UNIT FREESTANDING | Therapeutic Basic | 17-433 | 1 | KKM/JKN/HSA/10-05-01/H/15/530 | 10000 | 10000 | V10 | 2021-01-01
534 | BEMS | P0 | Hospital Shah Alam, Selangor | OBSTETRIK & GINEKOLOGI | RADIENT HEAT UNIT FREESTANDING | Therapeutic Basic | 17-433 | 1 | KKM/JKN/HSA/10-05-01/H/15/531 | 10000 | 10000 | V10 | 2021-01-01
535 | BEMS | P0 | Hospital Shah Alam, Selangor | OBSTETRIK & GINEKOLOGI | RADIENT HEAT UNIT FREESTANDING | Therapeutic Basic | 17-433 | 1 | KKM/JKN/HSA/10-05-01/H/15/532 | 10000 | 10000 | V10 | 2021-01-01
536 | BEMS | P0 | Hospital Shah Alam, Selangor | OBSTETRIK & GINEKOLOGI | RADIENT HEAT UNIT FREESTANDING | Therapeutic Basic | 17-433 | 1 | KKM/JKN/HSA/10-05-01/H/15/533 | 10000 | 10000 | V10 | 2021-01-01
537 | BEMS | P0 | Hospital Shah Alam, Selangor | OBSTETRIK & GINEKOLOGI | RADIENT HEAT UNIT FREESTANDING | Therapeutic Basic | 17-433 | 1 | KKM/JKN/HSA/10-05-01/H/15/534 | 10000 | 10000 | V10 | 2021-01-01
538 | BEMS | P0 | Hospital Shah Alam, Selangor | OBSTETRIK & GINEKOLOGI | RADIENT HEAT UNIT FREESTANDING | Therapeutic Basic | 17-433 | 1 | KKM/JKN/HSA/10-05-01/H/15/535 | 10000 | 10000 | V10 | 2021-01-01
539 | BEMS | P0 | Hospital Shah Alam, Selangor | OBSTETRIK & GINEKOLOGI | RADIENT HEAT UNIT FREESTANDING | Therapeutic Basic | 17-433 | 1 | KKM/JKN/HSA/10-05-01/H/15/536 | 10000 | 10000 | V10 | 2021-01-01
540 | BEMS | P0 | Hospital Shah Alam, Selangor | OBSTETRIK & GINEKOLOGI | RADIENT HEAT UNIT FREESTANDING | Therapeutic Basic | 17-433 | 1 | KKM/JKN/HSA/10-05-01/H/15/537 | 10000 | 10000 | V10 | 2021-01-01
541 | BEMS | P0 | Hospital Shah Alam, Selangor | OBSTETRIK & GINEKOLOGI | RADIENT HEAT UNIT FREESTANDING | Therapeutic Basic | 17-433 | 1 | KKM/JKN/HSA/10-05-01/H/15/538 | 10000 | 10000 | V10 | 2021-01-01
542 | BEMS | P0 | Hospital Shah Alam, Selangor | OBSTETRIK & GINEKOLOGI | RADIENT HEAT UNIT FREESTANDING | Therapeutic Basic | 17-433 | 1 | KKM/JKN/HSA/10-05-01/H/15/539 | 10000 | 10000 | V10 | 2021-01-01
543 | BEMS | P0 | Hospital Shah Alam, Selangor | OBSTETRIK & GINEKOLOGI | RADIENT HEAT UNIT FREESTANDING | Therapeutic Basic | 17-433 | 1 | KKM/JKN/HSA/10-05-01/H/15/540 | 10000 | 10000 | V10 | 2021-01-01
544 | BEMS | P0 | Hospital Shah Alam, Selangor | OBSTETRIK & GINEKOLOGI | RADIENT HEAT UNIT FREESTANDING | Therapeutic Basic | 17-433 | 1 | KKM/JKN/HSA/10-05-01/H/15/541 | 10000 | 10000 | V10 | 2021-01-01
545 | BEMS | P0 | Hospital Shah Alam, Selangor | OBSTETRIK & GINEKOLOGI | RADIENT HEAT UNIT FREESTANDING | Therapeutic Basic | 17-433 | 1 | KKM/JKN/HSA/10-05-01/H/15/542 | 10000 | 10000 | V10 | 2021-01-01
546 | BEMS | P0 | Hospital Shah Alam, Selangor | PEDIATRIK | RADIENT HEAT UNIT FREESTANDING | Therapeutic Basic | 17-433 | 1 | KKM/JKN/HSA/10-05-01/H/15/543 | 10000 | 10000 | V10 | 2021-01-01
547 | BEMS | P0 | Hospital Shah Alam, Selangor | PEDIATRIK | RADIENT HEAT UNIT FREESTANDING | Therapeutic Basic | 17-433 | 1 | KKM/JKN/HSA/10-05-01/H/15/544 | 10000 | 10000 | V10 | 2021-01-01
548 | BEMS | P0 | Hospital Shah Alam, Selangor | PEDIATRIK | RADIENT HEAT UNIT FREESTANDING | Therapeutic Basic | 17-433 | 1 | KKM/JKN/HSA/10-05-01/H/15/545 | 10000 | 10000 | V10 | 2021-01-01
549 | BEMS | P0 | Hospital Shah Alam, Selangor | PEDIATRIK | RADIENT HEAT UNIT FREESTANDING | Therapeutic Basic | 17-433 | 1 | KKM/JKN/HSA/10-05-01/H/15/546 | 10000 | 10000 | V10 | 2021-01-01
550 | BEMS | P0 | Hospital Shah Alam, Selangor | PEDIATRIK | RADIENT HEAT UNIT FREESTANDING | Therapeutic Basic | 17-433 | 1 | KKM/JKN/HSA/10-05-01/H/15/547 | 10000 | 10000 | V10 | 2021-01-01
551 | BEMS | P0 | Hospital Shah Alam, Selangor | PEDIATRIK | RADIENT HEAT UNIT FREESTANDING | Therapeutic Basic | 17-433 | 1 | KKM/JKN/HSA/10-05-01/H/15/548 | 10000 | 10000 | V10 | 2021-01-01
552 | BEMS | P0 | Hospital Shah Alam, Selangor | PEDIATRIK | RADIENT HEAT UNIT FREESTANDING | Therapeutic Basic | 17-433 | 1 | KKM/JKN/HSA/10-05-01/H/15/549 | 10000 | 10000 | V10 | 2021-01-01
553 | BEMS | P0 | Hospital Shah Alam, Selangor | OBSTETRIK & GINEKOLOGI | RADIENT HEAT UNIT FREESTANDING | Therapeutic Basic | 17-433 | 1 | KKM/JKN/HSA/10-05-01/H/15/550 | 10000 | 10000 | V10 | 2021-01-01
554 | BEMS | P0 | Hospital Shah Alam, Selangor | OBSTETRIK & GINEKOLOGI | RADIENT HEAT UNIT FREESTANDING | Therapeutic Basic | 17-433 | 1 | KKM/JKN/HSA/10-05-01/H/15/551 | 10000 | 10000 | V10 | 2021-01-01
555 | BEMS | P0 | Hospital Shah Alam, Selangor | OBSTETRIK & GINEKOLOGI | RADIENT HEAT UNIT FREESTANDING | Therapeutic Basic | 17-433 | 1 | KKM/JKN/HSA/10-05-01/H/15/552 | 10000 | 10000 | V10 | 2021-01-01
556 | BEMS | P0 | Hospital Shah Alam, Selangor | OBSTETRIK & GINEKOLOGI | RADIENT HEAT UNIT FREESTANDING | Therapeutic Basic | 17-433 | 1 | KKM/JKN/HSA/10-05-01/H/15/553 | 10000 | 10000 | V10 | 2021-01-01
557 | BEMS | P0 | Hospital Shah Alam, Selangor | OTORINOLARINGOLOGI | MICROSCOPE DIAGNOSTIC, (ENT), MOBILE | Diagnostic Intermediate | 12-539 | 1 | KKM/JKN/HSA/10-05-01/H/15/2740 | 65000 | 65000 | V10 | 2021-01-01
558 | BEMS | P0 | Hospital Shah Alam, Selangor | OTORINOLARINGOLOGI | MICROSCOPE DIAGNOSTIC, (ENT), MOBILE | Diagnostic Intermediate | 12-539 | 1 | KKM/JKN/HSA/10-05-01/H/15/2741 | 65000 | 65000 | V10 | 2021-01-01
559 | BEMS | P0 | Hospital Shah Alam, Selangor | OTORINOLARINGOLOGI | MICROSCOPE DIAGNOSTIC, (ENT), MOBILE | Diagnostic Intermediate | 12-539 | 1 | KKM/JKN/HSA/10-05-01/H/15/2742 | 65000 | 65000 | V10 | 2021-01-01
560 | BEMS | P0 | Hospital Shah Alam, Selangor | OTORINOLARINGOLOGI | MICROSCOPE OPERATING, (OPHTHALM), CLINIC | Diagnostic Intermediate | 12-539 12-537 | 1 | KKM/JKN/HSA/10-05-01/H/15/1165 | 55000 | 55000 | V10 | 2021-01-01
561 | BEMS | P0 | Hospital Shah Alam, Selangor | OTORINOLARINGOLOGI | MICROSCOPE OPERATING, (ENT) | Diagnostic Intermediate | 12-539 | 1 | KKM/JKN/HSA/10-05-01/H/15/1166 | 265900 | 265900 | V10 | 2021-01-01
562 | BEMS | P0 | Hospital Shah Alam, Selangor | KECEMASAN & TRAUMA | MONITOR 4 CH, ECG/RR/NIBP/SPO2/TEMP | Diagnostic Intermediate | 12-647 | 1 | KKM/JKN/HSA/10-05-01/H/15/2084 | 9000 | 9000 | V10 | 2021-01-01
563 | BEMS | P0 | Hospital Shah Alam, Selangor | KECEMASAN & TRAUMA | MONITOR 4 CH, ECG/RR/NIBP/SPO2/TEMP | Diagnostic Intermediate | 12-647 | 1 | KKM/JKN/HSA/10-05-01/H/15/2085 | 9000 | 9000 | V10 | 2021-01-01
564 | BEMS | P0 | Hospital Shah Alam, Selangor | KECEMASAN & TRAUMA | MONITOR 4 CH, ECG/RR/NIBP/SPO2/TEMP | Diagnostic Intermediate | 12-647 | 1 | KKM/JKN/HSA/10-05-01/H/15/2086 | 9000 | 9000 | V10 | 2021-01-01
565 | BEMS | P0 | Hospital Shah Alam, Selangor | KECEMASAN & TRAUMA | MONITOR 4 CH, ECG/RR/NIBP/SPO2/TEMP | Diagnostic Intermediate | 12-647 | 1 | KKM/JKN/HSA/10-05-01/H/15/2087 | 9000 | 9000 | V10 | 2021-01-01
566 | BEMS | P0 | Hospital Shah Alam, Selangor | KECEMASAN & TRAUMA | MONITOR 4 CH, ECG/RR/NIBP/SPO2/TEMP | Diagnostic Intermediate | 12-647 | 1 | KKM/JKN/HSA/10-05-01/H/15/2088 | 9000 | 9000 | V10 | 2021-01-01
567 | BEMS | P0 | Hospital Shah Alam, Selangor | KECEMASAN & TRAUMA | MONITOR 4 CH, ECG/RR/NIBP/SPO2/TEMP | Diagnostic Intermediate | 12-647 | 1 | KKM/JKN/HSA/10-05-01/H/15/2089 | 9000 | 9000 | V10 | 2021-01-01
568 | BEMS | P0 | Hospital Shah Alam, Selangor | KECEMASAN & TRAUMA | MONITOR 4 CH, ECG/RR/NIBP/SPO2/TEMP | Diagnostic Intermediate | 12-647 | 1 | KKM/JKN/HSA/10-05-01/H/15/2090 | 9000 | 9000 | V10 | 2021-01-01
569 | BEMS | P0 | Hospital Shah Alam, Selangor | KECEMASAN & TRAUMA | MONITOR 4 CH, ECG/RR/NIBP/SPO2/TEMP | Diagnostic Intermediate | 12-647 | 1 | KKM/JKN/HSA/10-05-01/H/15/2091 | 9000 | 9000 | V10 | 2021-01-01
570 | BEMS | P0 | Hospital Shah Alam, Selangor | KECEMASAN & TRAUMA | MONITOR 4 CH, ECG/RR/NIBP/SPO2/TEMP | Diagnostic Intermediate | 12-647 | 1 | KKM/JKN/HSA/10-05-01/H/15/2092 | 9000 | 9000 | V10 | 2021-01-01
571 | BEMS | P0 | Hospital Shah Alam, Selangor | KECEMASAN & TRAUMA | MONITOR 4 CH, ECG/RR/NIBP/SPO2/TEMP | Diagnostic Intermediate | 12-647 | 1 | KKM/JKN/HSA/10-05-01/H/15/2093 | 9000 | 9000 | V10 | 2021-01-01
572 | BEMS | P0 | Hospital Shah Alam, Selangor | KECEMASAN & TRAUMA | MONITOR 4 CH, ECG/RR/NIBP/SPO2/TEMP | Diagnostic Intermediate | 12-647 | 1 | KKM/JKN/HSA/10-05-01/H/15/2094 | 9000 | 9000 | V10 | 2021-01-01
573 | BEMS | P0 | Hospital Shah Alam, Selangor | KECEMASAN & TRAUMA | MONITOR 4 CH, ECG/RR/NIBP/SPO2/TEMP | Diagnostic Intermediate | 12-647 | 1 | KKM/JKN/HSA/10-05-01/H/15/2095 | 9000 | 9000 | V10 | 2021-01-01
574 | BEMS | P0 | Hospital Shah Alam, Selangor | KECEMASAN & TRAUMA | MONITOR 4 CH, ECG/RR/NIBP/SPO2/TEMP | Diagnostic Intermediate | 12-647 | 1 | KKM/JKN/HSA/10-05-01/H/15/2096 | 9000 | 9000 | V10 | 2021-01-01
575 | BEMS | P0 | Hospital Shah Alam, Selangor | KECEMASAN & TRAUMA | MONITOR 4 CH, ECG/RR/NIBP/SPO2/TEMP | Diagnostic Intermediate | 12-647 | 1 | KKM/JKN/HSA/10-05-01/H/15/2097 | 9000 | 9000 | V10 | 2021-01-01
576 | BEMS | P0 | Hospital Shah Alam, Selangor | KECEMASAN & TRAUMA | MONITOR 4 CH, ECG/RR/NIBP/SPO2/TEMP | Diagnostic Intermediate | 12-647 | 1 | KKM/JKN/HSA/10-05-01/H/15/2098 | 9000 | 9000 | V10 | 2021-01-01
577 | BEMS | P0 | Hospital Shah Alam, Selangor | KECEMASAN & TRAUMA | MONITOR 4 CH, ECG/RR/NIBP/SPO2/TEMP | Diagnostic Intermediate | 12-647 | 1 | KKM/JKN/HSA/10-05-01/H/15/2099 | 9000 | 9000 | V10 | 2021-01-01
578 | BEMS | P0 | Hospital Shah Alam, Selangor | PERUBATAN AM | MONITOR 4 CH, ECG/RR/NIBP/SPO2/TEMP | Diagnostic Intermediate | 12-647 | 1 | KKM/JKN/HSA/10-05-01/H/15/2100 | 9000 | 9000 | V10 | 2021-01-01
579 | BEMS | P0 | Hospital Shah Alam, Selangor | PERUBATAN AM | MONITOR 4 CH, ECG/RR/NIBP/SPO2/TEMP | Diagnostic Intermediate | 12-647 | 1 | KKM/JKN/HSA/10-05-01/H/15/2101 | 9000 | 9000 | V10 | 2021-01-01
580 | BEMS | P0 | Hospital Shah Alam, Selangor | PERUBATAN AM | MONITOR 4 CH, ECG/RR/NIBP/SPO2/TEMP | Diagnostic Intermediate | 12-647 | 1 | KKM/JKN/HSA/10-05-01/H/15/2102 | 9000 | 9000 | V10 | 2021-01-01
581 | BEMS | P0 | Hospital Shah Alam, Selangor | PERUBATAN AM | MONITOR 4 CH, ECG/RR/NIBP/SPO2/TEMP | Diagnostic Intermediate | 12-647 | 1 | KKM/JKN/HSA/10-05-01/H/15/2103 | 9000 | 9000 | V10 | 2021-01-01
582 | BEMS | P0 | Hospital Shah Alam, Selangor | PERUBATAN AM | MONITOR 4 CH, ECG/RR/NIBP/SPO2/TEMP | Diagnostic Intermediate | 12-647 | 1 | KKM/JKN/HSA/10-05-01/H/15/2104 | 9000 | 9000 | V10 | 2021-01-01
583 | BEMS | P0 | Hospital Shah Alam, Selangor | PERUBATAN AM | MONITOR 4 CH, ECG/RR/NIBP/SPO2/TEMP | Diagnostic Intermediate | 12-647 | 1 | KKM/JKN/HSA/10-05-01/H/15/2105 | 9000 | 9000 | V10 | 2021-01-01
584 | BEMS | P0 | Hospital Shah Alam, Selangor | PERUBATAN AM | MONITOR 4 CH, ECG/RR/NIBP/SPO2/TEMP | Diagnostic Intermediate | 12-647 | 1 | KKM/JKN/HSA/10-05-01/H/15/2106 | 9000 | 9000 | V10 | 2021-01-01
585 | BEMS | P0 | Hospital Shah Alam, Selangor | PEMBEDAHAN AM | MONITOR 4 CH, ECG/RR/NIBP/SPO2/TEMP | Diagnostic Intermediate | 12-647 | 1 | KKM/JKN/HSA/10-05-01/H/15/2107 | 9000 | 9000 | V10 | 2021-01-01
586 | BEMS | P0 | Hospital Shah Alam, Selangor | PEMBEDAHAN AM | MONITOR 4 CH, ECG/RR/NIBP/SPO2/TEMP | Diagnostic Intermediate | 12-647 | 1 | KKM/JKN/HSA/10-05-01/H/15/2108 | 9000 | 9000 | V10 | 2021-01-01
587 | BEMS | P0 | Hospital Shah Alam, Selangor | NEFROLOGI | MONITOR 4 CH, ECG/RR/NIBP/SPO2/TEMP | Diagnostic Intermediate | 12-647 | 1 | KKM/JKN/HSA/10-05-01/H/15/2109 | 9000 | 9000 | V10 | 2021-01-01
588 | BEMS | P0 | Hospital Shah Alam, Selangor | OBSTETRIK & GINELOKOGI | MONITOR 4 CH, ECG/RR/NIBP/SPO2/TEMP | Diagnostic Intermediate | 12-647 | 1 | KKM/JKN/HSA/10-05-01/H/15/2110 | 9000 | 9000 | V10 | 2021-01-01
589 | BEMS | P0 | Hospital Shah Alam, Selangor | OBSTETRIK & GINELOKOGI | MONITOR 4 CH, ECG/RR/NIBP/SPO2/TEMP | Diagnostic Intermediate | 12-647 | 1 | KKM/JKN/HSA/10-05-01/H/15/2111 | 9000 | 9000 | V10 | 2021-01-01
590 | BEMS | P0 | Hospital Shah Alam, Selangor | OBSTETRIK & GINELOKOGI | MONITOR 4 CH, ECG/RR/NIBP/SPO2/TEMP | Diagnostic Intermediate | 12-647 | 1 | KKM/JKN/HSA/10-05-01/H/15/2118 | 9000 | 9000 | V10 | 2021-01-01
591 | BEMS | P0 | Hospital Shah Alam, Selangor | OBSTETRIK & GINELOKOGI | MONITOR 4 CH, ECG/RR/NIBP/SPO2/TEMP | Diagnostic Intermediate | 12-647 | 1 | KKM/JKN/HSA/10-05-01/H/15/2119 | 9000 | 9000 | V10 | 2021-01-01
592 | BEMS | P0 | Hospital Shah Alam, Selangor | OBSTETRIK & GINELOKOGI | MONITOR 4 CH, ECG/RR/NIBP/SPO2/TEMP | Diagnostic Intermediate | 12-647 | 1 | KKM/JKN/HSA/10-05-01/H/15/2120 | 9000 | 9000 | V10 | 2021-01-01
593 | BEMS | P0 | Hospital Shah Alam, Selangor | ANESTESIOLOGI | MONITOR 4 CH, ECG/RR/NIBP/SPO2/TEMP | Diagnostic Intermediate | 12-647 | 1 | KKM/JKN/HSA/10-05-01/H/15/2124 | 9000 | 9000 | V10 | 2021-01-01
594 | BEMS | P0 | Hospital Shah Alam, Selangor | ANESTESIOLOGI | MONITOR 4 CH, ECG/RR/NIBP/SPO2/TEMP | Diagnostic Intermediate | 12-647 | 1 | KKM/JKN/HSA/10-05-01/H/15/2125 | 9000 | 9000 | V10 | 2021-01-01
595 | BEMS | P0 | Hospital Shah Alam, Selangor | PERUBATAN AM | MONITOR 4 CH, ECG/RR/NIBP/SPO2/TEMP | Diagnostic Intermediate | 12-647 | 1 | KKM/JKN/HSA/10-05-01/H/15/2130 | 9000 | 9000 | V10 | 2021-01-01
596 | BEMS | P0 | Hospital Shah Alam, Selangor | PERUBATAN AM | MONITOR 4 CH, ECG/RR/NIBP/SPO2/TEMP | Diagnostic Intermediate | 12-647 | 1 | KKM/JKN/HSA/10-05-01/H/15/2131 | 9000 | 9000 | V10 | 2021-01-01
597 | BEMS | P0 | Hospital Shah Alam, Selangor | PERUBATAN AM | MONITOR 4 CH, ECG/RR/NIBP/SPO2/TEMP | Diagnostic Intermediate | 12-647 | 1 | KKM/JKN/HSA/10-05-01/H/15/2134 | 9000 | 9000 | V10 | 2021-01-01
598 | BEMS | P0 | Hospital Shah Alam, Selangor | PERUBATAN AM | MONITOR 4 CH, ECG/RR/NIBP/SPO2/TEMP | Diagnostic Intermediate | 12-647 | 1 | KKM/JKN/HSA/10-05-01/H/15/2135 | 9000 | 9000 | V10 | 2021-01-01
599 | BEMS | P0 | Hospital Shah Alam, Selangor | OBSTETRIK & GINELOKOGI | MONITOR 4 CH, ECG/RR/NIBP/SPO2/TEMP | Diagnostic Intermediate | 12-647 | 1 | KKM/JKN/HSA/10-05-01/H/15/2139 | 9000 | 9000 | V10 | 2021-01-01
600 | BEMS | P0 | Hospital Shah Alam, Selangor | OBSTETRIK & GINELOKOGI | MONITOR 4 CH, ECG/RR/NIBP/SPO2/TEMP | Diagnostic Intermediate | 12-647 | 1 | KKM/JKN/HSA/10-05-01/H/15/2140 | 9000 | 9000 | V10 | 2021-01-01
601 | BEMS | P0 | Hospital Shah Alam, Selangor | OBSTETRIK & GINELOKOGI | MONITOR 4 CH, ECG/RR/NIBP/SPO2/TEMP | Diagnostic Intermediate | 12-647 | 1 | KKM/JKN/HSA/10-05-01/H/15/2143 | 9000 | 9000 | V10 | 2021-01-01
602 | BEMS | P0 | Hospital Shah Alam, Selangor | OBSTETRIK & GINELOKOGI | MONITOR 4 CH, ECG/RR/NIBP/SPO2/TEMP | Diagnostic Intermediate | 12-647 | 1 | KKM/JKN/HSA/10-05-01/H/15/2144 | 9000 | 9000 | V10 | 2021-01-01
603 | BEMS | P0 | Hospital Shah Alam, Selangor | ORTHOPEDIK | MONITOR 4 CH, ECG/RR/NIBP/SPO2/TEMP | Diagnostic Intermediate | 12-647 | 1 | KKM/JKN/HSA/10-05-01/H/15/2145 | 9000 | 9000 | V10 | 2021-01-01
604 | BEMS | P0 | Hospital Shah Alam, Selangor | PEDIATRIK | MONITOR 4 CH, ECG/RR/NIBP/SPO2/TEMP | Diagnostic Intermediate | 12-647 | 1 | KKM/JKN/HSA/10-05-01/H/15/2165 | 9000 | 9000 | V10 | 2021-01-01
605 | BEMS | P0 | Hospital Shah Alam, Selangor | PEDIATRIK | MONITOR 4 CH, ECG/RR/NIBP/SPO2/TEMP | Diagnostic Intermediate | 12-647 | 1 | KKM/JKN/HSA/10-05-01/H/15/2166 | 9000 | 9000 | V10 | 2021-01-01
606 | BEMS | P0 | Hospital Shah Alam, Selangor | PEDIATRIK | MONITOR 4 CH, ECG/RR/NIBP/SPO2/TEMP | Diagnostic Intermediate | 12-647 | 1 | KKM/JKN/HSA/10-05-01/H/15/2167 | 9000 | 9000 | V10 | 2021-01-01
607 | BEMS | P0 | Hospital Shah Alam, Selangor | PEMBEDAHAN AM | MONITOR 4 CH, ECG/RR/NIBP/SPO2/TEMP | Diagnostic Intermediate | 12-647 | 1 | KKM/JKN/HSA/10-05-01/H/15/2168 | 9000 | 9000 | V10 | 2021-01-01
608 | BEMS | P0 | Hospital Shah Alam, Selangor | PEMBEDAHAN AM | MONITOR 4 CH, ECG/RR/NIBP/SPO2/TEMP | Diagnostic Intermediate | 12-647 | 1 | KKM/JKN/HSA/10-05-01/H/15/2169 | 9000 | 9000 | V10 | 2021-01-01
609 | BEMS | P0 | Hospital Shah Alam, Selangor | PEDIATRIK | MONITOR PRE-CONFIG 6-CH ECG/RR/SPO2/NIBP/2TEMP/2IBP/EtCO2/ARRHYTH | Diagnostic Intermediate | 12-647 | 1 | KKM/JKN/HSA/10-05-01/H/15/4972 | 40560 | 40560 | V10 | 2021-01-01
610 | BEMS | P0 | Hospital Shah Alam, Selangor | PEDIATRIK | MONITOR PRE-CONFIG 6-CH ECG/RR/SPO2/NIBP/2TEMP/2IBP/EtCO2/ARRHYTH | Diagnostic Intermediate | 12-647 | 1 | KKM/JKN/HSA/10-05-01/H/15/4973 | 40560 | 40560 | V10 | 2021-01-01
611 | BEMS | P0 | Hospital Shah Alam, Selangor | PEDIATRIK | MONITOR PRE-CONFIG 6-CH ECG/RR/SPO2/NIBP/2TEMP/2IBP/EtCO2/ARRHYTH | Diagnostic Intermediate | 12-647 | 1 | KKM/JKN/HSA/10-05-01/H/15/4974 | 40560 | 40560 | V10 | 2021-01-01
612 | BEMS | P0 | Hospital Shah Alam, Selangor | PEDIATRIK | MONITOR PRE-CONFIG 6-CH ECG/RR/SPO2/NIBP/2TEMP/2IBP/EtCO2/ARRHYTH | Diagnostic Intermediate | 12-647 | 1 | KKM/JKN/HSA/10-05-01/H/15/4975 | 40560 | 40560 | V10 | 2021-01-01
613 | BEMS | P0 | Hospital Shah Alam, Selangor | PEDIATRIK | MONITOR PRE-CONFIG 6-CH ECG/RR/SPO2/NIBP/2TEMP/2IBP/EtCO2/ARRHYTH | Diagnostic Intermediate | 12-647 | 1 | KKM/JKN/HSA/10-05-01/H/15/4976 | 40560 | 40560 | V10 | 2021-01-01
614 | BEMS | P0 | Hospital Shah Alam, Selangor | PEDIATRIK | MONITOR PRE-CONFIG 6-CH ECG/RR/SPO2/NIBP/2TEMP/2IBP/EtCO2/ARRHYTH | Diagnostic Intermediate | 12-647 | 1 | KKM/JKN/HSA/10-05-01/H/15/4977 | 40560 | 40560 | V10 | 2021-01-01
615 | BEMS | P0 | Hospital Shah Alam, Selangor | PEDIATRIK | MONITOR PRE-CONFIG 6-CH ECG/RR/SPO2/NIBP/2TEMP/2IBP/EtCO2/ARRHYTH | Diagnostic Intermediate | 12-647 | 1 | KKM/JKN/HSA/10-05-01/H/15/4978 | 40560 | 40560 | V10 | 2021-01-01
616 | BEMS | P0 | Hospital Shah Alam, Selangor | PEDIATRIK | MONITOR PRE-CONFIG 6-CH ECG/RR/SPO2/NIBP/2TEMP/2IBP/EtCO2/ARRHYTH | Diagnostic Intermediate | 12-647 | 1 | KKM/JKN/HSA/10-05-01/H/15/4979 | 40560 | 40560 | V10 | 2021-01-01
617 | BEMS | P0 | Hospital Shah Alam, Selangor | PEDIATRIK | MONITOR PRE-CONFIG 6-CH ECG/RR/SPO2/NIBP/2TEMP/2IBP/EtCO2/ARRHYTH | Diagnostic Intermediate | 12-647 | 1 | KKM/JKN/HSA/10-05-01/H/15/4980 | 40560 | 40560 | V10 | 2021-01-01
618 | BEMS | P0 | Hospital Shah Alam, Selangor | PEDIATRIK | MONITOR PRE-CONFIG 6-CH ECG/RR/SPO2/NIBP/2TEMP/2IBP/EtCO2/ARRHYTH | Diagnostic Intermediate | 12-647 | 1 | KKM/JKN/HSA/10-05-01/H/15/4981 | 40560 | 40560 | V10 | 2021-01-01
619 | BEMS | P0 | Hospital Shah Alam, Selangor | PEDIATRIK | MONITOR PRE-CONFIG 6-CH ECG/RR/SPO2/NIBP/2TEMP/2IBP/EtCO2/ARRHYTH | Diagnostic Intermediate | 12-647 | 1 | KKM/JKN/HSA/10-05-01/H/15/4982 | 40560 | 40560 | V10 | 2021-01-01
620 | BEMS | P0 | Hospital Shah Alam, Selangor | PEDIATRIK | MONITOR PRE-CONFIG 6-CH ECG/RR/SPO2/NIBP/2TEMP/2IBP/EtCO2/ARRHYTH | Diagnostic Intermediate | 12-647 | 1 | KKM/JKN/HSA/10-05-01/H/15/4983 | 40560 | 40560 | V10 | 2021-01-01
621 | BEMS | P0 | Hospital Shah Alam, Selangor | PEDIATRIK | MONITOR PRE-CONFIG 6-CH ECG/RR/SPO2/NIBP/2TEMP/2IBP/EtCO2/ARRHYTH | Diagnostic Intermediate | 12-647 | 1 | KKM/JKN/HSA/10-05-01/H/15/4984 | 40560 | 40560 | V10 | 2021-01-01
622 | BEMS | P0 | Hospital Shah Alam, Selangor | PEDIATRIK | MONITOR PRE-CONFIG 6-CH ECG/RR/SPO2/NIBP/2TEMP/2IBP/EtCO2/ARRHYTH | Diagnostic Intermediate | 12-647 | 1 | KKM/JKN/HSA/10-05-01/H/15/4985 | 40560 | 40560 | V10 | 2021-01-01
623 | BEMS | P0 | Hospital Shah Alam, Selangor | PEDIATRIK | MONITOR PRE-CONFIG 6-CH ECG/RR/SPO2/NIBP/2TEMP/2IBP/EtCO2/ARRHYTH | Diagnostic Intermediate | 12-647 | 1 | KKM/JKN/HSA/10-05-01/H/15/4986 | 40560 | 40560 | V10 | 2021-01-01
624 | BEMS | P0 | Hospital Shah Alam, Selangor | PEDIATRIK | MONITOR PRE-CONFIG 6-CH ECG/RR/SPO2/NIBP/2TEMP/2IBP/EtCO2/ARRHYTH | Diagnostic Intermediate | 12-647 | 1 | KKM/JKN/HSA/10-05-01/H/15/4987 | 40560 | 40560 | V10 | 2021-01-01
625 | BEMS | P0 | Hospital Shah Alam, Selangor | PEDIATRIK | MONITOR PRE-CONFIG 6-CH ECG/RR/SPO2/NIBP/2TEMP/2IBP/EtCO2/ARRHYTH | Diagnostic Intermediate | 12-647 | 1 | KKM/JKN/HSA/10-05-01/H/15/4988 | 40560 | 40560 | V10 | 2021-01-01
626 | BEMS | P0 | Hospital Shah Alam, Selangor | PEDIATRIK | MONITOR PRE-CONFIG 6-CH ECG/RR/SPO2/NIBP/2TEMP/2IBP/EtCO2/ARRHYTH | Diagnostic Intermediate | 12-647 | 1 | KKM/JKN/HSA/10-05-01/H/15/4989 | 40560 | 40560 | V10 | 2021-01-01
627 | BEMS | P0 | Hospital Shah Alam, Selangor | PEDIATRIK | MONITOR PRE-CONFIG 6-CH ECG/RR/SPO2/NIBP/2TEMP/2IBP/EtCO2/ARRHYTH | Diagnostic Intermediate | 12-647 | 1 | KKM/JKN/HSA/10-05-01/H/15/4990 | 40560 | 40560 | V10 | 2021-01-01
628 | BEMS | P0 | Hospital Shah Alam, Selangor | PEDIATRIK | MONITOR PRE-CONFIG 6-CH ECG/RR/SPO2/NIBP/2TEMP/2IBP/EtCO2/ARRHYTH | Diagnostic Intermediate | 12-647 | 1 | KKM/JKN/HSA/10-05-01/H/15/4991 | 40560 | 40560 | V10 | 2021-01-01
629 | BEMS | P0 | Hospital Shah Alam, Selangor | PEDIATRIK | MONITOR PRE-CONFIG 6-CH ECG/RR/SPO2/NIBP/2TEMP/2IBP/EtCO2/ARRHYTH | Diagnostic Intermediate | 12-647 | 1 | KKM/JKN/HSA/10-05-01/H/15/4992 | 40560 | 40560 | V10 | 2021-01-01
630 | BEMS | P0 | Hospital Shah Alam, Selangor | PEDIATRIK | MONITOR PRE-CONFIG 6-CH ECG/RR/SPO2/NIBP/2TEMP/2IBP/EtCO2/ARRHYTH | Diagnostic Intermediate | 12-647 | 1 | KKM/JKN/HSA/10-05-01/H/15/4993 | 40560 | 40560 | V10 | 2021-01-01
631 | BEMS | P0 | Hospital Shah Alam, Selangor | PEDIATRIK | MONITOR PRE-CONFIG 6-CH ECG/RR/SPO2/NIBP/2TEMP/2IBP/EtCO2/ARRHYTH | Diagnostic Intermediate | 12-647 | 1 | KKM/JKN/HSA/10-05-01/H/15/4994 | 40560 | 40560 | V10 | 2021-01-01
632 | BEMS | P0 | Hospital Shah Alam, Selangor | PEDIATRIK | MONITOR PRE-CONFIG 6-CH ECG/RR/SPO2/NIBP/2TEMP/2IBP/EtCO2/ARRHYTH | Diagnostic Intermediate | 12-647 | 1 | KKM/JKN/HSA/10-05-01/H/15/4995 | 40560 | 40560 | V10 | 2021-01-01
633 | BEMS | P0 | Hospital Shah Alam, Selangor | PERUBATAN AM | CARDIAC OUTPUT MODULE | Diagnostic Intermediate | 12-647 | 1 | KKM/JKN/HSA/10-05-01/H/1141 | 6400 | 6400 | V10 | 2021-01-01
634 | BEMS | P0 | Hospital Shah Alam, Selangor | PERUBATAN AM | CARDIAC OUTPUT MODULE | Diagnostic Intermediate | 12-647 | 1 | KKM/JKN/HSA/10-05-01/H/1142 | 6400 | 6400 | V10 | 2021-01-01
635 | BEMS | P0 | Hospital Shah Alam, Selangor | PERUBATAN AM | CARDIAC OUTPUT MODULE | Diagnostic Intermediate | 12-647 | 1 | KKM/JKN/HSA/10-05-01/H/1143 | 6400 | 6400 | V10 | 2021-01-01
636 | BEMS | P0 | Hospital Shah Alam, Selangor | PERUBATAN AM | CARDIAC OUTPUT MODULE | Diagnostic Intermediate | 12-647 | 1 | KKM/JKN/HSA/10-05-01/H/1144 | 6400 | 6400 | V10 | 2021-01-01
637 | BEMS | P0 | Hospital Shah Alam, Selangor | PERUBATAN AM | CARDIAC OUTPUT MODULE | Diagnostic Intermediate | 12-647 | 1 | KKM/JKN/HSA/10-05-01/H/1145 | 6400 | 6400 | V10 | 2021-01-01
638 | BEMS | P0 | Hospital Shah Alam, Selangor | PERUBATAN AM | CARDIAC OUTPUT MODULE | Diagnostic Intermediate | 12-647 | 1 | KKM/JKN/HSA/10-05-01/H/1146 | 6400 | 6400 | V10 | 2021-01-01
639 | BEMS | P0 | Hospital Shah Alam, Selangor | PERUBATAN AM | CARDIAC OUTPUT MODULE | Diagnostic Intermediate | 12-647 | 1 | KKM/JKN/HSA/10-05-01/H/1147 | 6400 | 6400 | V10 | 2021-01-01
640 | BEMS | P0 | Hospital Shah Alam, Selangor | PERUBATAN AM | CARDIAC OUTPUT MODULE | Diagnostic Intermediate | 12-647 | 1 | KKM/JKN/HSA/10-05-01/H/1148 | 6400 | 6400 | V10 | 2021-01-01
641 | BEMS | P0 | Hospital Shah Alam, Selangor | PERUBATAN AM | CARDIAC OUTPUT MODULE | Diagnostic Intermediate | 12-647 | 1 | KKM/JKN/HSA/10-05-01/H/1149 | 6400 | 6400 | V10 | 2021-01-01
642 | BEMS | P0 | Hospital Shah Alam, Selangor | ANESTESIOLOGI | CARDIAC OUTPUT MODULE | Diagnostic Intermediate | 12-647 | 1 | KKM/JKN/HSA/10-05-01/H/1150 | 6400 | 6400 | V10 | 2021-01-01
643 | BEMS | P0 | Hospital Shah Alam, Selangor | ANESTESIOLOGI | CARDIAC OUTPUT MODULE | Diagnostic Intermediate | 12-647 | 1 | KKM/JKN/HSA/10-05-01/H/1151 | 6400 | 6400 | V10 | 2021-01-01
644 | BEMS | P0 | Hospital Shah Alam, Selangor | OT | MONITOR MODULAR 8-CH ECG/RR/NIBP/SPO2/2TEMP/2IBP | Diagnostic Intermediate | 12-647 | 1 | KKM.JKN.HSA/10-05-01/H/15/1056 | 32900 | 32900 | V10 | 2021-01-01
645 | BEMS | P0 | Hospital Shah Alam, Selangor | KECEMASAN & TRAUMA | MONITOR MODULAR 8-CH ECG/RR/NIBP/SPO2/2TEMP/2IBP | Diagnostic Intermediate | 12-647 | 1 | KKM/JKN/HSA/10-05-01/H/15/5007 | 32900 | 32900 | V10 | 2021-01-01
646 | BEMS | P0 | Hospital Shah Alam, Selangor | KECEMASAN & TRAUMA | MONITOR MODULAR 8-CH ECG/RR/NIBP/SPO2/2TEMP/2IBP | Diagnostic Intermediate | 12-647 | 1 | KKM/JKN/HSA/10-05-01/H/15/5008 | 32900 | 32900 | V10 | 2021-01-01
647 | BEMS | P0 | Hospital Shah Alam, Selangor | KECEMASAN & TRAUMA | MONITOR MODULAR 8-CH ECG/RR/NIBP/SPO2/2TEMP/2IBP | Diagnostic Intermediate | 12-647 | 1 | KKM/JKN/HSA/10-05-01/H/15/5009 | 32900 | 32900 | V10 | 2021-01-01
648 | BEMS | P0 | Hospital Shah Alam, Selangor | KECEMASAN & TRAUMA | MONITOR MODULAR 8-CH ECG/RR/NIBP/SPO2/2TEMP/2IBP | Diagnostic Intermediate | 12-647 | 1 | KKM/JKN/HSA/10-05-01/H/15/5010 | 32900 | 32900 | V10 | 2021-01-01
649 | BEMS | P0 | Hospital Shah Alam, Selangor | KECEMASAN & TRAUMA | MONITOR MODULAR 8-CH ECG/RR/NIBP/SPO2/2TEMP/2IBP | Diagnostic Intermediate | 12-647 | 1 | KKM/JKN/HSA/10-05-01/H/15/5011 | 32900 | 32900 | V10 | 2021-01-01
650 | BEMS | P0 | Hospital Shah Alam, Selangor | PEDIATRIK | MONITOR MODULAR 8-CH ECG/RR/NIBP/SPO2/2TEMP/2IBP | Diagnostic Intermediate | 12-647 | 1 | KKM.JKN.HSA/10-05-01/H/15/4205 | 32900 | 32900 | V10 | 2021-01-01
651 | BEMS | P0 | Hospital Shah Alam, Selangor | PEDIATRIK | MONITOR MODULAR 8-CH ECG/RR/NIBP/SPO2/2TEMP/2IBP | Diagnostic Intermediate | 12-647 | 1 | KKM.JKN.HSA/10-05-01/H/15/4206 | 32900 | 32900 | V10 | 2021-01-01
652 | BEMS | P0 | Hospital Shah Alam, Selangor | ANESTESIOLOGI | MONITOR MODULAR 8-CH ECG/RR/NIBP/SPO2/2TEMP/2IBP | Diagnostic Intermediate | 12-647 | 1 | KKM.JKN.HSA/10-05-01/H/15/4289 | 32900 | 32900 | V10 | 2021-01-01
653 | BEMS | P0 | Hospital Shah Alam, Selangor | ANESTESIOLOGI | MONITOR MODULAR 8-CH ECG/RR/NIBP/SPO2/2TEMP/2IBP | Diagnostic Intermediate | 12-647 | 1 | KKM.JKN.HSA/10-05-01/H/15/4290 | 32900 | 32900 | V10 | 2021-01-01
654 | BEMS | P0 | Hospital Shah Alam, Selangor | ANESTESIOLOGI | MONITOR MODULAR 8-CH ECG/RR/NIBP/SPO2/2TEMP/2IBP | Diagnostic Intermediate | 12-647 | 1 | KKM/JKN/HSA/10-05-01/H/15/4291 | 32900 | 32900 | V10 | 2021-01-01
655 | BEMS | P0 | Hospital Shah Alam, Selangor | ANESTESIOLOGI | MONITOR MODULAR 8-CH ECG/RR/NIBP/SPO2/2TEMP/2IBP | Diagnostic Intermediate | 12-647 | 1 | KKM/JKN/HSA/10-05-01/H/15/4292 | 32900 | 32900 | V10 | 2021-01-01
656 | BEMS | P0 | Hospital Shah Alam, Selangor | ANESTESIOLOGI | MONITOR MODULAR 8-CH ECG/RR/NIBP/SPO2/2TEMP/2IBP | Diagnostic Intermediate | 12-647 | 1 | KKM/JKN/HSA/10-05-01/H/15/4293 | 32900 | 32900 | V10 | 2021-01-01
657 | BEMS | P0 | Hospital Shah Alam, Selangor | ANESTESIOLOGI | MONITOR MODULAR 8-CH ECG/RR/NIBP/SPO2/2TEMP/2IBP | Diagnostic Intermediate | 12-647 | 1 | KKM/JKN/HSA/10-05-01/H/15/4294 | 32900 | 32900 | V10 | 2021-01-01
658 | BEMS | P0 | Hospital Shah Alam, Selangor | ANESTESIOLOGI | MONITOR MODULAR 8-CH ECG/RR/NIBP/SPO2/2TEMP/2IBP | Diagnostic Intermediate | 12-647 | 1 | KKM/JKN/HSA/10-05-01/H/15/4295 | 32900 | 32900 | V10 | 2021-01-01
659 | BEMS | P0 | Hospital Shah Alam, Selangor | PEDIATRIK | MONITOR MODULAR 8-CH ECG/RR/NIBP/SPO2/2TEMP/2IBP | Diagnostic Intermediate | 12-647 | 1 | KKM/JKN/HSA/10-05-01/H/15/4941 | 32900 | 32900 | V10 | 2021-01-01
660 | BEMS | P0 | Hospital Shah Alam, Selangor | OBSTETRIK & GINELOKOGI | MONITOR MODULAR 8-CH ECG/RR/NIBP/SPO2/2TEMP/2IBP | Diagnostic Intermediate | 12-647 | 1 | KKM/JKN/HSA/10-05-01/H/15/5047 | 32900 | 32900 | V10 | 2021-01-01
661 | BEMS | P0 | Hospital Shah Alam, Selangor | OBSTETRIK & GINELOKOGI | MONITOR MODULAR 8-CH ECG/RR/NIBP/SPO2/2TEMP/2IBP | Diagnostic Intermediate | 12-647 | 1 | KKM/JKN/HSA/10-05-01/H/15/5048 | 32900 | 32900 | V10 | 2021-01-01
662 | BEMS | P0 | Hospital Shah Alam, Selangor | OBSTETRIK & GINELOKOGI | MONITOR MODULAR 8-CH ECG/RR/NIBP/SPO2/2TEMP/2IBP | Diagnostic Intermediate | 12-647 | 1 | KKM/JKN/HSA/10-05-01/H/15/5049 | 32900 | 32900 | V10 | 2021-01-01
663 | BEMS | P0 | Hospital Shah Alam, Selangor | OBSTETRIK & GINELOKOGI | MONITOR MODULAR 8-CH ECG/RR/NIBP/SPO2/2TEMP/2IBP | Diagnostic Intermediate | 12-647 | 1 | KKM/JKN/HSA/10-05-01/H/15/5050 | 32900 | 32900 | V10 | 2021-01-01
664 | BEMS | P0 | Hospital Shah Alam, Selangor | KECEMASAN & TRAUMA | MONITOR PRE-CONFIG 6-CH ECG/RR/SPO2/NIBP/2TEMP/2IBP/12L/ARRHYTH | Diagnostic Intermediate | 12-647 | 1 | KKM/JKN/HSA/10-05-01/H/15/2806 | 19200 | 19200 | V10 | 2021-01-01
665 | BEMS | P0 | Hospital Shah Alam, Selangor | ANESTESIOLOGI | MONITOR PRE-CONFIG 6-CH ECG/RR/SPO2/NIBP/2TEMP/2IBP/12L/ARRHYTH | Diagnostic Intermediate | 12-647 | 1 | KKM/JKN/HSA/10-05-01/H/15/4134 | 19200 | 19200 | V10 | 2021-01-01
666 | BEMS | P0 | Hospital Shah Alam, Selangor | ANESTESIOLOGI | MONITOR PRE-CONFIG 6-CH ECG/RR/SPO2/NIBP/2TEMP/2IBP/12L/ARRHYTH | Diagnostic Intermediate | 12-647 | 1 | KKM/JKN/HSA/10-05-01/H/15/4135 | 19200 | 19200 | V10 | 2021-01-01
667 | BEMS | P0 | Hospital Shah Alam, Selangor | ANESTESIOLOGI | MONITOR PRE-CONFIG 6-CH ECG/RR/SPO2/NIBP/2TEMP/2IBP/12L/ARRHYTH | Diagnostic Intermediate | 12-647 | 1 | KKM/JKN/HSA/10-05-01/H/15/4136 | 19200 | 19200 | V10 | 2021-01-01
668 | BEMS | P0 | Hospital Shah Alam, Selangor | ANESTESIOLOGI | MONITOR PRE-CONFIG 6-CH ECG/RR/SPO2/NIBP/2TEMP/2IBP/12L/ARRHYTH | Diagnostic Intermediate | 12-647 | 1 | KKM/JKN/HSA/10-05-01/H/15/4137 | 19200 | 19200 | V10 | 2021-01-01
669 | BEMS | P0 | Hospital Shah Alam, Selangor | ANESTESIOLOGI | MONITOR PRE-CONFIG 6-CH ECG/RR/SPO2/NIBP/2TEMP/2IBP/12L/ARRHYTH | Diagnostic Intermediate | 12-647 | 1 | KKM/JKN/HSA/10-05-01/H/15/4138 | 19200 | 19200 | V10 | 2021-01-01
670 | BEMS | P0 | Hospital Shah Alam, Selangor | ANESTESIOLOGI | MONITOR PRE-CONFIG 6-CH ECG/RR/SPO2/NIBP/2TEMP/2IBP/12L/ARRHYTH | Diagnostic Intermediate | 12-647 | 1 | KKM/JKN/HSA/10-05-01/H/15/4139 | 19200 | 19200 | V10 | 2021-01-01
671 | BEMS | P0 | Hospital Shah Alam, Selangor | ANESTESIOLOGI | MONITOR PRE-CONFIG 6-CH ECG/RR/SPO2/NIBP/2TEMP/2IBP/12L/ARRHYTH | Diagnostic Intermediate | 12-647 | 1 | KKM/JKN/HSA/10-05-01/H/15/4140 | 19200 | 19200 | V10 | 2021-01-01
672 | BEMS | P0 | Hospital Shah Alam, Selangor | ANESTESIOLOGI | MONITOR PRE-CONFIG 6-CH ECG/RR/SPO2/NIBP/2TEMP/2IBP/12L/ARRHYTH | Diagnostic Intermediate | 12-647 | 1 | KKM/JKN/HSA/10-05-01/H/15/4141 | 19200 | 19200 | V10 | 2021-01-01
673 | BEMS | P0 | Hospital Shah Alam, Selangor | ANESTESIOLOGI | BIS/EEG MODULE | Diagnostic Intermediate | 12-647 | 1 | KKM/JKN/HSA/10-05-01/H/15/964 | 12400 | 12400 | V10 | 2021-01-01
674 | BEMS | P0 | Hospital Shah Alam, Selangor | ANESTESIOLOGI | BIS/EEG MODULE | Diagnostic Intermediate | 12-647 | 1 | KKM/JKN/HSA/10-05-01/H/15/965 | 12400 | 12400 | V10 | 2021-01-01
675 | BEMS | P0 | Hospital Shah Alam, Selangor | PERUBATAN AM | EtCO2 MODULE | Diagnostic Intermediate | 12-647 | 1 | KKM/JKN/HSA/10-05-01/H/15/1038 | 5900 | 5900 | V10 | 2021-01-01
676 | BEMS | P0 | Hospital Shah Alam, Selangor | PERUBATAN AM | EtCO2 MODULE | Diagnostic Intermediate | 12-647 | 1 | KKM/JKN/HSA/10-05-01/H/15/1039 | 5900 | 5900 | V10 | 2021-01-01
677 | BEMS | P0 | Hospital Shah Alam, Selangor | PERUBATAN AM | EtCO2 MODULE | Diagnostic Intermediate | 12-647 | 1 | KKM/JKN/HSA/10-05-01/H/15/1040 | 5900 | 5900 | V10 | 2021-01-01
678 | BEMS | P0 | Hospital Shah Alam, Selangor | PERUBATAN AM | EtCO2 MODULE | Diagnostic Intermediate | 12-647 | 1 | KKM/JKN/HSA/10-05-01/H/15/1041 | 5900 | 5900 | V10 | 2021-01-01
679 | BEMS | P0 | Hospital Shah Alam, Selangor | PERUBATAN AM | EtCO2 MODULE | Diagnostic Intermediate | 12-647 | 1 | KKM/JKN/HSA/10-05-01/H/15/1042 | 5900 | 5900 | V10 | 2021-01-01
680 | BEMS | P0 | Hospital Shah Alam, Selangor | PERUBATAN AM | EtCO2 MODULE | Diagnostic Intermediate | 12-647 | 1 | KKM/JKN/HSA/10-05-01/H/15/1043 | 5900 | 5900 | V10 | 2021-01-01
681 | BEMS | P0 | Hospital Shah Alam, Selangor | PERUBATAN AM | EtCO2 MODULE | Diagnostic Intermediate | 12-647 | 1 | KKM/JKN/HSA/10-05-01/H/15/1044 | 5900 | 5900 | V10 | 2021-01-01
682 | BEMS | P0 | Hospital Shah Alam, Selangor | ANESTESIOLOGI | EtCO2 MODULE | Diagnostic Intermediate | 12-647 | 1 | KKM/JKN/HSA/10-05-01/H/15/1045 | 5900 | 5900 | V10 | 2021-01-01
683 | BEMS | P0 | Hospital Shah Alam, Selangor | ANESTESIOLOGI | EtCO2 MODULE | Diagnostic Intermediate | 12-647 | 1 | KKM/JKN/HSA/10-05-01/H/15/1046 | 5900 | 5900 | V10 | 2021-01-01
684 | BEMS | P0 | Hospital Shah Alam, Selangor | ANESTESIOLOGI | EtCO2 MODULE | Diagnostic Intermediate | 12-647 | 1 | KKM/JKN/HSA/10-05-01/H/15/1047 | 5900 | 5900 | V10 | 2021-01-01
685 | BEMS | P0 | Hospital Shah Alam, Selangor | ANESTESIOLOGI | EtCO2 MODULE | Diagnostic Intermediate | 12-647 | 1 | KKM/JKN/HSA/10-05-01/H/15/1048 | 5900 | 5900 | V10 | 2021-01-01
686 | BEMS | P0 | Hospital Shah Alam, Selangor | ANESTESIOLOGI | EtCO2 MODULE | Diagnostic Intermediate | 12-647 | 1 | KKM/JKN/HSA/10-05-01/H/15/1049 | 5900 | 5900 | V10 | 2021-01-01
687 | BEMS | P0 | Hospital Shah Alam, Selangor | ANESTESIOLOGI | EtCO2 MODULE | Diagnostic Intermediate | 12-647 | 1 | KKM/JKN/HSA/10-05-01/H/15/1050 | 5900 | 5900 | V10 | 2021-01-01
688 | BEMS | P0 | Hospital Shah Alam, Selangor | ANESTESIOLOGI | EtCO2 MODULE | Diagnostic Intermediate | 12-647 | 1 | KKM/JKN/HSA/10-05-01/H/15/1051 | 5900 | 5900 | V10 | 2021-01-01
689 | BEMS | P0 | Hospital Shah Alam, Selangor | ANESTESIOLOGI | EtCO2 MODULE | Diagnostic Intermediate | 12-647 | 1 | KKM/JKN/HSA/10-05-01/H/15/1057 | 5900 | 5900 | V10 | 2021-01-01
690 | BEMS | P0 | Hospital Shah Alam, Selangor | ANESTESIOLOGI | EtCO2 MODULE | Diagnostic Intermediate | 12-647 | 1 | KKM/JKN/HSA/10-05-01/H/15/1058 | 5900 | 5900 | V10 | 2021-01-01
691 | BEMS | P0 | Hospital Shah Alam, Selangor | ANESTESIOLOGI | EtCO2 MODULE | Diagnostic Intermediate | 12-647 | 1 | KKM/JKN/HSA/10-05-01/H/15/1059 | 5900 | 5900 | V10 | 2021-01-01
692 | BEMS | P0 | Hospital Shah Alam, Selangor | ANESTESIOLOGI | EtCO2 MODULE | Diagnostic Intermediate | 12-647 | 1 | KKM/JKN/HSA/10-05-01/H/15/1060 | 5900 | 5900 | V10 | 2021-01-01
693 | BEMS | P0 | Hospital Shah Alam, Selangor | ANESTESIOLOGI | EtCO2 MODULE | Diagnostic Intermediate | 12-647 | 1 | KKM/JKN/HSA/10-05-01/H/15/1061 | 5900 | 5900 | V10 | 2021-01-01
694 | BEMS | P0 | Hospital Shah Alam, Selangor | ANESTESIOLOGI | EtCO2 MODULE | Diagnostic Intermediate | 12-647 | 1 | KKM/JKN/HSA/10-05-01/H/15/1062 | 5900 | 5900 | V10 | 2021-01-01
695 | BEMS | P0 | Hospital Shah Alam, Selangor | ANESTESIOLOGI | EtCO2 MODULE | Diagnostic Intermediate | 12-647 | 1 | KKM/JKN/HSA/10-05-01/H/15/1063 | 5900 | 5900 | V10 | 2021-01-01
696 | BEMS | P0 | Hospital Shah Alam, Selangor | PERUBATAN AM | FULL ARRHYTHMIA SOFTWARE MODULE | Diagnostic Intermediate | 12-647 | 1 | KKM/JKN/HSA/10-05-01/H/15/896 | 2700 | 2700 | V10 | 2021-01-01
697 | BEMS | P0 | Hospital Shah Alam, Selangor | PERUBATAN AM | FULL ARRHYTHMIA SOFTWARE MODULE | Diagnostic Intermediate | 12-647 | 1 | KKM/JKN/HSA/10-05-01/H/15/897 | 2700 | 2700 | V10 | 2021-01-01
698 | BEMS | P0 | Hospital Shah Alam, Selangor | PERUBATAN AM | FULL ARRHYTHMIA SOFTWARE MODULE | Diagnostic Intermediate | 12-647 | 1 | KKM/JKN/HSA/10-05-01/H/15/898 | 2700 | 2700 | V10 | 2021-01-01
699 | BEMS | P0 | Hospital Shah Alam, Selangor | PERUBATAN AM | MONITOR PRE-CONFIG 6-CH ECG/RR/SPO2/NIBP/2TEMP/2IBP/LETHAL ARRHYTH | Diagnostic Intermediate | 12-647 | 1 | KKM/JKN/HSA/10-05-01/H/15/947 | 31000 | 31000 | V10 | 2021-01-01
700 | BEMS | P0 | Hospital Shah Alam, Selangor | PERUBATAN AM | MONITOR PRE-CONFIG 6-CH ECG/RR/SPO2/NIBP/2TEMP/2IBP/LETHAL ARRHYTH | Diagnostic Intermediate | 12-647 | 1 | KKM/JKN/HSA/10-05-01/H/15/948 | 31000 | 31000 | V10 | 2021-01-01
701 | BEMS | P0 | Hospital Shah Alam, Selangor | PERUBATAN AM | MONITOR PRE-CONFIG 6-CH ECG/RR/SPO2/NIBP/2TEMP/2IBP/LETHAL ARRHYTH | Diagnostic Intermediate | 12-647 | 1 | KKM/JKN/HSA/10-05-01/H/15/949 | 31000 | 31000 | V10 | 2021-01-01
702 | BEMS | P0 | Hospital Shah Alam, Selangor | KECEMASAN & TRAUMA | MONITOR, TRANSPORT | Diagnostic Intermediate | 12-647 | 1 | KKM/JKN/HSA/10-05-01/H/15/5012 | 15500 | 15500 | V10 | 2021-01-01
703 | BEMS | P0 | Hospital Shah Alam, Selangor | KECEMASAN & TRAUMA | MONITOR, TRANSPORT | Diagnostic Intermediate | 12-647 | 1 | KKM/JKN/HSA/10-05-01/H/15/5013 | 15500 | 15500 | V10 | 2021-01-01
704 | BEMS | P0 | Hospital Shah Alam, Selangor | KECEMASAN & TRAUMA | MONITOR, TRANSPORT | Diagnostic Intermediate | 12-647 | 1 | KKM/JKN/HSA/10-05-01/H/15/5014 | 15500 | 15500 | V10 | 2021-01-01
705 | BEMS | P0 | Hospital Shah Alam, Selangor | PERUBATAN AM | MONITOR, TRANSPORT | Diagnostic Intermediate | 12-647 | 1 | KKM/JKN/HSA/10-05-01/H/15/579 | 15500 | 15500 | V10 | 2021-01-01
706 | BEMS | P0 | Hospital Shah Alam, Selangor | ANESTESIOLOGI | MONITOR, TRANSPORT | Diagnostic Intermediate | 12-647 | 1 | KKM/JKN/HSA/10-05-01/H/15/580 | 15500 | 15500 | V10 | 2021-01-01
707 | BEMS | P0 | Hospital Shah Alam, Selangor | ANESTESIOLOGI | MONITOR, TRANSPORT | Diagnostic Intermediate | 12-647 | 1 | KKM/JKN/HSA/10-05-01/H/15/581 | 15500 | 15500 | V10 | 2021-01-01
708 | BEMS | P0 | Hospital Shah Alam, Selangor | ANESTESIOLOGI | MONITOR, TRANSPORT | Diagnostic Intermediate | 12-647 | 1 | KKM/JKN/HSA/10-05-01/H/15/584 | 15500 | 15500 | V10 | 2021-01-01
709 | BEMS | P0 | Hospital Shah Alam, Selangor | PEDIATRIK | MONITOR, TRANSPORT | Diagnostic Intermediate | 12-647 | 1 | KKM/JKN/HSA/10-05-01/H/15/583 | 15500 | 15500 | V10 | 2021-01-01
710 | BEMS | P0 | Hospital Shah Alam, Selangor | ANESTESIOLOGI | PRINTER FOR PRE-CONFIGURED MONITOR | Diagnostic Intermediate | 12-647 | 1 | KKM/JKN/HSA/10-05-01/R/15/7023 | 1367 | 1367 | V10 | 2021-01-01
711 | BEMS | P0 | Hospital Shah Alam, Selangor | KECEMASAN & TRAUMA | CENTRAL STATION, RESUSCITATION | Diagnostic Intermediate | 12-647 | 1 | KKM/JKN/HSA/10-05-01/H/15/879 | 73700 | 73700 | V10 | 2021-01-01
712 | BEMS | P0 | Hospital Shah Alam, Selangor | PEDIATRIK | CENTRAL STATION, NICU | Diagnostic Intermediate | 12-647 | 1 | KKM/JKN/HSA/10-05-01/H/15/881 | 73700 | 73700 | V10 | 2021-01-01
713 | BEMS | P0 | Hospital Shah Alam, Selangor | PEDIATRIK | CENTRAL STATION, NICU | Diagnostic Intermediate | 12-647 | 1 | KKM/JKN/HSA/10-05-01/H/15/882 | 73700 | 73700 | V10 | 2021-01-01
714 | BEMS | P0 | Hospital Shah Alam, Selangor | PERUBATAN AM | CENTRAL STATION, CCU | Diagnostic Intermediate | 12-647 | 1 | KKM/JKN/HSA/10-05-01/H/15/874 | 73700 | 73700 | V10 | 2021-01-01
715 | BEMS | P0 | Hospital Shah Alam, Selangor | ANESTESIOLOGI | CENTRAL STATION, ICU | Diagnostic Intermediate | 12-647 | 1 | KKM/JKN/HSA/10-05-01/H/15/875 | 73700 | 73700 | V10 | 2021-01-01
716 | BEMS | P0 | Hospital Shah Alam, Selangor | ANESTESIOLOGI | CENTRAL STATION, HDU | Diagnostic Intermediate | 12-647 | 1 | KKM/JKN/HSA/10-05-01/H/15/873 | 73700 | 73700 | V10 | 2021-01-01
717 | BEMS | P0 | Hospital Shah Alam, Selangor | KECEMASAN & TRAUMA | DIGITAL WRITER FOR CENTRAL STATION | Diagnostic Intermediate | 12-647 | 1 | KKM/JKN/HSA/10-05-01/R/15/6987 | 1650 | 1650 | V10 | 2021-01-01
718 | BEMS | P0 | Hospital Shah Alam, Selangor | PERUBATAN AM | DIGITAL WRITER FOR CENTRAL STATION | Diagnostic Intermediate | 12-647 | 1 | KKM/JKN/HSA/10-05-01/R/15/6988 | 1650 | 1650 | V10 | 2021-01-01
719 | BEMS | P0 | Hospital Shah Alam, Selangor | ANESTESIOLOGI | DIGITAL WRITER FOR CENTRAL STATION | Diagnostic Intermediate | 12-647 | 1 | KKM/JKN/HSA/10-05-01/R/15/6989 | 1650 | 1650 | V10 | 2021-01-01
720 | BEMS | P0 | Hospital Shah Alam, Selangor | ANESTESIOLOGI | DIGITAL WRITER FOR CENTRAL STATION | Diagnostic Intermediate | 12-647 | 1 | KKM/JKN/HSA/10-05-01/R/15/6990 | 1650 | 1650 | V10 | 2021-01-01
721 | BEMS | P0 | Hospital Shah Alam, Selangor | KECEMASAN & TRAUMA | LASER PRINTER FOR CENTRAL STATION | Diagnostic Intermediate | 12-647 | 1 | KKM/JKN/HSA/10-05-01/H/15/2810 | 3499 | 3499 | V10 | 2021-01-01
722 | BEMS | P0 | Hospital Shah Alam, Selangor | PERUBATAN AM | COMPUTERISED EXERCISE SYSTEM (STRESS TEST) | Diagnostic Intermediate | 12-649 | 1 | KKM/JKN/HSA/10-05-01/H/15/884 | 70000 | 70000 | V10 | 2021-01-01
723 | BEMS | P0 | Hospital Shah Alam, Selangor | PEDIATRIK | NON INVASIVE CARDIAC OUPUT MONITORING | Diagnostic Intermediate | 12-647 | 1 | KKM/JKN/HSA/10-05-01/H/16/17 | 16000 | 16000 | V10 | 2021-01-01
724 | BEMS | P0 | Hospital Shah Alam, Selangor | PEDIATRIK | NON INVASIVE CARDIAC OUPUT MONITORING | Diagnostic Intermediate | 12-647 | 1 | KKM/JKN/HSA/10-05-01/H/16/18 | 16000 | 16000 | V10 | 2021-01-01
725 | BEMS | P0 | Hospital Shah Alam, Selangor | KECEMASAN DAN TRAUMA | PATIENT MONITORING EQUIP | Diagnostic Intermediate | 12-647 | 1 | KKM/JKN/HSA/10-05-01/H/16/65 | 10000 | 10000 | V10 | 2021-01-01
726 | BEMS | P0 | Hospital Shah Alam, Selangor | KECEMASAN DAN TRAUMA | PATIENT MONITORING EQUIP | Diagnostic Intermediate | 12-647 | 1 | KKM/JKN/HSA/10-05-01/H/16/66 | 10000 | 10000 | V10 | 2021-01-01
727 | BEMS | P0 | Hospital Shah Alam, Selangor | KECEMASAN DAN TRAUMA | PATIENT MONITORING EQUIP | Diagnostic Intermediate | 12-647 | 1 | KKM/JKN/HSA/10-05-01/H/18/137 | 15000 | 15000 | V10 | 2021-01-01
728 | BEMS | P0 | Hospital Shah Alam, Selangor | KECEMASAN DAN TRAUMA | PATIENT MONITORING EQUIP | Diagnostic Intermediate | 12-647 | 1 | KKM/JKN/HSA/10-05-01/H/18/138 | 15000 | 15000 | V10 | 2021-01-01
729 | BEMS | P0 | Hospital Shah Alam, Selangor | KECEMASAN DAN TRAUMA | VIDEO LARYNGOSCOPE | Diagnostic Intermediate | 23-532 | 1 | KKM/JKN/HSA/10-05-01/H/16/64 | 9000 | 9000 | V10 | 2021-01-01
730 | BEMS | P0 | Hospital Shah Alam, Selangor | PERUBATAN AM | VIDEO GASTROSCOPE, ADULT | Diagnostic Intermediate | 17-663 | 1 | KKM/JKN/HSA/10-05-01/H/15/1657 | 49620 | 49620 | V10 | 2021-01-01
731 | BEMS | P0 | Hospital Shah Alam, Selangor | PERUBATAN AM | VIDEO GASTROSCOPE, ADULT | Diagnostic Intermediate | 17-663 | 1 | KKM/JKN/HSA/10-05-01/H/15/1658 | 49620 | 49620 | V10 | 2021-01-01
732 | BEMS | P0 | Hospital Shah Alam, Selangor | PERUBATAN AM | VIDEO GASTROSCOPE, ADULT | Diagnostic Intermediate | 17-663 | 1 | KKM/JKN/HSA/10-05-01/H/15/4053 | 49620 | 49620 | V10 | 2021-01-01
733 | BEMS | P0 | Hospital Shah Alam, Selangor | OBSTETRIK & GINEKOLOGI | COLPOSCOPY & HYSTEROSCOPY CAMERA SYSTEM | Diagnostic Intermediate | 10-960 | 1 | KKM/JKN/HSA/10-05-01/H/15/1345 | 53210 | 53210 | V10 | 2021-01-01
734 | BEMS | P0 | Hospital Shah Alam, Selangor | OTORINOLARINGOLOGI | BRONCHOFIBERSCOPE, ADULT | Diagnostic Intermediate | 17-662 | 1 | KKM/JKN/HSA/10-05-01/H/15/463 | 25000 | 25000 | V10 | 2021-01-01
735 | BEMS | P0 | Hospital Shah Alam, Selangor | ANESTESIOLOGI | BRONCHOFIBERSCOPE, ADULT | Diagnostic Intermediate | 17-662 | 1 | KKM/JKN/HSA/10-05-01/H/15/464 | 25000 | 25000 | V10 | 2021-01-01
736 | BEMS | P0 | Hospital Shah Alam, Selangor | PEMBEDAHAN AM | BRONCHOFIBERSCOPE ULTRAFINE, NEONATE | Diagnostic Intermediate | 17-662 | 1 | KKM/JKN/HSA/10-05-01/H/15/607 | 28460 | 28460 | V10 | 2021-01-01
737 | BEMS | P0 | Hospital Shah Alam, Selangor | PEMBEDAHAN AM | VIDEO COLONOSCOPE, ADULT | Diagnostic Intermediate | 10-950 17-665 | 1 | KKM/JKN/HSA/10-05-01/H/15/611 | 60880 | 60880 | V10 | 2021-01-01
738 | BEMS | P0 | Hospital Shah Alam, Selangor | PEMBEDAHAN AM | VIDEO COLONOSCOPE, ADULT | Diagnostic Intermediate | 10-950 17-665 | 1 | KKM/JKN/HSA/10-05-01/H/15/613 | 60880 | 60880 | V10 | 2021-01-01
739 | BEMS | P0 | Hospital Shah Alam, Selangor | ANESTESIOLOGI | LAPAROSCOPE/TROCAR | Diagnostic Intermediate | 12-291 | 1 | KKM/JKN/HSA/10-05-01/H/16/8 | 2032 | 2032 | V10 | 2021-01-01
740 | BEMS | P0 | Hospital Shah Alam, Selangor | ANESTESIOLOGI | LAPAROSCOPE/TROCAR | Diagnostic Intermediate | 12-291 | 1 | KKM/JKN/HSA/10-05-01/H/16/9 | 2032 | 2032 | V10 | 2021-01-01
741 | BEMS | P0 | Hospital Shah Alam, Selangor | ANESTESIOLOGI | CYSTOSCOPE | Diagnostic Intermediate | 17-144 | 1 | KKM/JKN/HSA/10-05-01/H/16/41 | 77079 | 77079 | V10 | 2021-01-01
742 | BEMS | P0 | Hospital Shah Alam, Selangor | ANESTESIOLOGI | CYSTOSCOPE | Diagnostic Intermediate | 17-144 | 1 | KKM/JKN/HSA/10-05-01/H/16/42 | 76395 | 76395 | V10 | 2021-01-01
743 | BEMS | P0 | Hospital Shah Alam, Selangor | ANESTESIOLOGI | CHOLEDOSCHOPE | Diagnostic Intermediate | 10-831 | 1 | KKM/JKN/HSA/10-05-01/H/16/43 | 58341 | 58341 | V10 | 2021-01-01
744 | BEMS | P0 | Hospital Shah Alam, Selangor | OTORINOLARINGOLOGI | SINUSCOPE SET | Diagnostic Intermediate | 11-858 | 1 | KKM/JKN/HSA/10-05-01/H/16/20 | 14920 | 14920 | V10 | 2021-01-01
745 | BEMS | P0 | Hospital Shah Alam, Selangor | OTORINOLARINGOLOGI | SINUSCOPE SET | Diagnostic Intermediate | 11-858 | 1 | KKM/JKN/HSA/10-05-01/H/16/21 | 14920 | 14920 | V10 | 2021-01-01
746 | BEMS | P0 | Hospital Shah Alam, Selangor | KECEMASAN & TRAUMA | TRANSPORT VITAL SIGN MONITOR 5 PARAMETER | Diagnostic Intermediate | 12-647 | 1 | KKM/JKN/HSA/10-05-01/H/17/29 | 9990 | 9990 | V10 | 2021-01-01
747 | BEMS | P0 | Hospital Shah Alam, Selangor | KECEMASAN & TRAUMA | TRANSPORT VITAL SIGN MONITOR 5 PARAMETER | Diagnostic Intermediate | 12-647 | 1 | KKM/JKN/HSA/10-05-01/H/17/30 | 9990 | 9990 | V10 | 2021-01-01
748 | BEMS | P0 | Hospital Shah Alam, Selangor | KECEMASAN & TRAUMA | BLOOD PRESURE MONITOR MACHINE | Diagnostic Basic | 16-173 | 1 | KKM/JKN/HSA/10-05-01/H/17/44 | 5795 | 5795 | V10 | 2021-01-01
749 | BEMS | P0 | Hospital Shah Alam, Selangor | KECEMASAN & TRAUMA | BLOOD PRESURE MONITOR MACHINE | Diagnostic Basic | 16-173 | 1 | KKM/JKN/HSA/10-05-01/H/17/45 | 5795 | 5795 | V10 | 2021-01-01
750 | BEMS | P0 | Hospital Shah Alam, Selangor | OBSTETRIK & GINEKOLOGI | DETECTOR FOETAL HEART PORTABLE | Diagnostic Basic | 11-696 | 1 | KKM/JKN/HSA/10-05-01/R/15/15073 | 580 | 580 | V10 | 2021-01-01
751 | BEMS | P0 | Hospital Shah Alam, Selangor | OBSTETRIK & GINEKOLOGI | DETECTOR FOETAL HEART PORTABLE | Diagnostic Basic | 11-696 | 1 | KKM/JKN/HSA/10-05-01/R/15/15075 | 580 | 580 | V10 | 2021-01-01
752 | BEMS | P0 | Hospital Shah Alam, Selangor | OBSTETRIK & GINEKOLOGI | DETECTOR FOETAL HEART PORTABLE | Diagnostic Basic | 11-696 | 1 | KKM/JKN/HSA/10-05-01/R/15/15076 | 580 | 580 | V10 | 2021-01-01
753 | BEMS | P0 | Hospital Shah Alam, Selangor | OBSTETRIK & GINEKOLOGI | DETECTOR FOETAL HEART PORTABLE | Diagnostic Basic | 11-696 | 1 | KKM/JKN/HSA/10-05-01/R/15/15078 | 580 | 580 | V10 | 2021-01-01
754 | BEMS | P0 | Hospital Shah Alam, Selangor | OBSTETRIK & GINEKOLOGI | DETECTOR FOETAL HEART PORTABLE | Diagnostic Basic | 11-696 | 1 | KKM/JKN/HSA/10-05-01/R/15/15080 | 580 | 580 | V10 | 2021-01-01
755 | BEMS | P0 | Hospital Shah Alam, Selangor | OBSTETRIK & GINEKOLOGI | DETECTOR FOETAL HEART PORTABLE | Diagnostic Basic | 11-696 | 1 | KKM/JKN/HSA/10-05-01/R/15/15081 | 580 | 580 | V10 | 2021-01-01
756 | BEMS | P0 | Hospital Shah Alam, Selangor | OBSTETRIK & GINEKOLOGI | DETECTOR FOETAL HEART PORTABLE | Diagnostic Basic | 11-696 | 1 | KKM/JKN/HSA/10-05-01/R/15/15082 | 580 | 580 | V10 | 2021-01-01
757 | BEMS | P0 | Hospital Shah Alam, Selangor | OBSTETRIK & GINEKOLOGI | DETECTOR FOETAL HEART PORTABLE | Diagnostic Basic | 11-696 | 1 | KKM/JKN/HSA/10-05-01/R/15/15084 | 580 | 580 | V10 | 2021-01-01
758 | BEMS | P0 | Hospital Shah Alam, Selangor | OBSTETRIK & GINEKOLOGI | DETECTOR FOETAL HEART PORTABLE | Diagnostic Basic | 11-696 | 1 | KKM/JKN/HSA/10-05-01/R/15/15086 | 580 | 580 | V10 | 2021-01-01
759 | BEMS | P0 | Hospital Shah Alam, Selangor | OBSTETRIK & GINEKOLOGI | DETECTOR FOETAL HEART PORTABLE | Diagnostic Basic | 11-696 | 1 | KKM/JKN/HSA/10-05-01/R/15/15088 | 580 | 580 | V10 | 2021-01-01
760 | BEMS | P0 | Hospital Shah Alam, Selangor | OBSTETRIK & GINEKOLOGI | DETECTOR FOETAL HEART PORTABLE | Diagnostic Basic | 11-696 | 1 | KKM/JKN/HSA/10-05-01/R/15/15089 | 580 | 580 | V10 | 2021-01-01
761 | BEMS | P0 | Hospital Shah Alam, Selangor | OBSTETRIK & GINEKOLOGI | DETECTOR FOETAL HEART PORTABLE | Diagnostic Basic | 11-696 | 1 | KKM/JKN/HSA/10-05-01/R/15/15092 | 580 | 580 | V10 | 2021-01-01
762 | BEMS | P0 | Hospital Shah Alam, Selangor | OBSTETRIK & GINEKOLOGI | DETECTOR FOETAL HEART PORTABLE | Diagnostic Basic | 11-696 | 1 | KKM/JKN/HSA/10-05-01/R/15/15094 | 580 | 580 | V10 | 2021-01-01
763 | BEMS | P0 | Hospital Shah Alam, Selangor | OBSTETRIK & GINEKOLOGI | DETECTOR FOETAL HEART PORTABLE | Diagnostic Basic | 11-696 | 1 | KKM/JKN/HSA/10-05-01/R/15/15095 | 580 | 580 | V10 | 2021-01-01
764 | BEMS | P0 | Hospital Shah Alam, Selangor | OBSTETRIK & GINEKOLOGI | DETECTOR FOETAL HEART PORTABLE | Diagnostic Basic | 11-696 | 1 | KKM/JKN/HSA/10-05-01/R/15/15096 | 580 | 580 | V10 | 2021-01-01
765 | BEMS | P0 | Hospital Shah Alam, Selangor | OBSTETRIK & GINEKOLOGI | DETECTOR FOETAL HEART PORTABLE | Diagnostic Basic | 11-696 | 1 | KKM/JKN/HSA/10-05-01/R/15/15101 | 580 | 580 | V10 | 2021-01-01
766 | BEMS | P0 | Hospital Shah Alam, Selangor | OBSTETRIK & GINEKOLOGI | DETECTOR FOETAL HEART PORTABLE | Diagnostic Basic | 11-696 | 1 | KKM/JKN/HSA/10-05-01/R/15/15102 | 580 | 580 | V10 | 2021-01-01
767 | BEMS | P0 | Hospital Shah Alam, Selangor | OBSTETRIK & GINEKOLOGI | DETECTOR FOETAL HEART PORTABLE | Diagnostic Basic | 11-696 | 1 | KKM/JKN/HSA/10-05-01/R/15/15103 | 580 | 580 | V10 | 2021-01-01
768 | BEMS | P0 | Hospital Shah Alam, Selangor | OBSTETRIK & GINEKOLOGI | DETECTOR FOETAL HEART PORTABLE | Diagnostic Basic | 11-696 | 1 | KKM/JKN/HSA/10-05-01/R/15/15104 | 580 | 580 | V10 | 2021-01-01
769 | BEMS | P0 | Hospital Shah Alam, Selangor | OBSTETRIK & GINEKOLOGI | DETECTOR FOETAL HEART PORTABLE | Diagnostic Basic | 11-696 | 1 | KKM/JKN/HSA/10-05-01/R/15/15105 | 580 | 580 | V10 | 2021-01-01
770 | BEMS | P0 | Hospital Shah Alam, Selangor | OBSTETRIK & GINEKOLOGI | DETECTOR FOETAL HEART PORTABLE | Diagnostic Basic | 11-696 | 1 | KKM/JKN/HSA/10-05-01/R/15/15106 | 580 | 580 | V10 | 2021-01-01
771 | BEMS | P0 | Hospital Shah Alam, Selangor | OBSTETRIK & GINEKOLOGI | DETECTOR FOETAL HEART PORTABLE | Diagnostic Basic | 11-696 | 1 | KKM/JKN/HSA/10-05-01/R/15/15109 | 580 | 580 | V10 | 2021-01-01
772 | BEMS | P0 | Hospital Shah Alam, Selangor | PEDIATRIK | OXYGEN BREATH ANALYZER | Diagnostic Intermediate | 12-863 | 1 | KKM/JKN/HSA/10-05-01/H/16/19 | 3200 | 3200 | V10 | 2021-01-01
773 | BEMS | P0 | Hospital Shah Alam, Selangor | ANESTESIOLOGI | LARYNGOSCOPE | Diagnostic Basic | 15-076 | 1 | KKM/JKN/HSA/10-05-01/H/15/189 | 2000 | 2000 | V10 | 2021-01-01
774 | BEMS | P0 | Hospital Shah Alam, Selangor | ANESTESIOLOGI | LARYNGOSCOPE | Diagnostic Basic | 15-076 | 1 | KKM/JKN/HSA/10-05-01/H/15/190 | 2000 | 2000 | V10 | 2021-01-01
775 | BEMS | P0 | Hospital Shah Alam, Selangor | OBSTETRIK & GINEKOLOGI | LARYNGOSCOPE | Diagnostic Basic | 15-076 | 1 | KKM/JKN/HSA/10-05-01/H/15/191 | 2000 | 2000 | V10 | 2021-01-01
776 | BEMS | P0 | Hospital Shah Alam, Selangor | OBSTETRIK & GINEKOLOGI | LARYNGOSCOPE | Diagnostic Basic | 15-076 | 1 | KKM/JKN/HSA/10-05-01/H/15/192 | 2000 | 2000 | V10 | 2021-01-01
777 | BEMS | P0 | Hospital Shah Alam, Selangor | KECEMASAN DAN TRAUMA | LARYNGOSCOPE C/W 3 BLADES ADULT | Diagnostic Basic | 15-076 | 1 | KKM/JKN/HSA/10-05-01/H/15/2811 | 2000 | 2000 | V10 | 2021-01-01
778 | BEMS | P0 | Hospital Shah Alam, Selangor | KECEMASAN DAN TRAUMA | LARYNGOSCOPE C/W 3 BLADES ADULT | Diagnostic Basic | 15-076 | 1 | KKM/JKN/HSA/10-05-01/H/15/2812 | 2000 | 2000 | V10 | 2021-01-01
779 | BEMS | P0 | Hospital Shah Alam, Selangor | KECEMASAN DAN TRAUMA | LARYNGOSCOPE C/W 3 BLADES ADULT | Diagnostic Basic | 15-076 | 1 | KKM/JKN/HSA/10-05-01/H/15/2813 | 2000 | 2000 | V10 | 2021-01-01
780 | BEMS | P0 | Hospital Shah Alam, Selangor | KECEMASAN DAN TRAUMA | LARYNGOSCOPE C/W 3 BLADES ADULT | Diagnostic Basic | 15-076 | 1 | KKM/JKN/HSA/10-05-01/H/15/2814 | 2000 | 2000 | V10 | 2021-01-01
781 | BEMS | P0 | Hospital Shah Alam, Selangor | ANESTESIOLOGI | GLIDESCOPE C/W MONITOR | Diagnostic Intermediate | 23-532 | 1 | KKM/JKN/HSA/10-05-01/H/16/108 | 49950 | 49950 | V10 | 2021-01-01
782 | BEMS | P0 | Hospital Shah Alam, Selangor | ANESTESIOLOGI | INTUBATION SCOPE | Diagnostic Intermediate | 23-532 | 1 | KKM/JKN/HSA/10-05-01/H/16/70 | 150900 | 150900 | V10 | 2021-01-01
783 | BEMS | P0 | Hospital Shah Alam, Selangor | KECEMASAN DAN TRAUMA | GLIDESCOPE | Diagnostic Intermediate | 23-532 | 1 | KKM/JKN/HSA/10-05-01/H/18/143 | 45000 | 45000 | V10 | 2021-01-01
784 | BEMS | P0 | Hospital Shah Alam, Selangor | PEMBEDAHAN AM | SPHYGMOMANOMETER ANEROID DESK MODEL | Diagnostic Basic | 16-156 | 1 | KKM/JKN/HSA/10-05-01/R/15/14842 | 452.81 | 452.81 | V10 | 2021-01-01
785 | BEMS | P0 | Hospital Shah Alam, Selangor | PEMBEDAHAN AM | SPHYGMOMANOMETER ANEROID DESK MODEL | Diagnostic Basic | 16-156 | 1 | KKM/JKN/HSA/10-05-01/R/15/14843 | 452.81 | 452.81 | V10 | 2021-01-01
786 | BEMS | P0 | Hospital Shah Alam, Selangor | PEMBEDAHAN AM | SPHYGMOMANOMETER ANEROID DESK MODEL | Diagnostic Basic | 16-156 | 1 | KKM/JKN/HSA/10-05-01/R/15/14844 | 452.81 | 452.81 | V10 | 2021-01-01
787 | BEMS | P0 | Hospital Shah Alam, Selangor | OBSTETRIK & GINEKOLOGI | SPHYGMOMANOMETER ANEROID DESK MODEL | Diagnostic Basic | 16-156 | 1 | KKM/JKN/HSA/10-05-01/R/15/14846 | 452.81 | 452.81 | V10 | 2021-01-01
788 | BEMS | P0 | Hospital Shah Alam, Selangor | OBSTETRIK & GINEKOLOGI | SPHYGMOMANOMETER ANEROID DESK MODEL | Diagnostic Basic | 16-156 | 1 | KKM/JKN/HSA/10-05-01/R/15/14847 | 452.81 | 452.81 | V10 | 2021-01-01
789 | BEMS | P0 | Hospital Shah Alam, Selangor | OBSTETRIK & GINEKOLOGI | SPHYGMOMANOMETER ANEROID DESK MODEL | Diagnostic Basic | 16-156 | 1 | KKM/JKN/HSA/10-05-01/R/15/14848 | 452.81 | 452.81 | V10 | 2021-01-01
790 | BEMS | P0 | Hospital Shah Alam, Selangor | OBSTETRIK & GINEKOLOGI | SPHYGMOMANOMETER ANEROID DESK MODEL | Diagnostic Basic | 16-156 | 1 | KKM/JKN/HSA/10-05-01/R/15/14849 | 452.81 | 452.81 | V10 | 2021-01-01
791 | BEMS | P0 | Hospital Shah Alam, Selangor | OBSTETRIK & GINEKOLOGI | SPHYGMOMANOMETER ANEROID DESK MODEL | Diagnostic Basic | 16-156 | 1 | KKM/JKN/HSA/10-05-01/R/15/14850 | 452.81 | 452.81 | V10 | 2021-01-01
792 | BEMS | P0 | Hospital Shah Alam, Selangor | OBSTETRIK & GINEKOLOGI | SPHYGMOMANOMETER ANEROID DESK MODEL | Diagnostic Basic | 16-156 | 1 | KKM/JKN/HSA/10-05-01/R/15/14851 | 452.81 | 452.81 | V10 | 2021-01-01
793 | BEMS | P0 | Hospital Shah Alam, Selangor | OBSTETRIK & GINEKOLOGI | SPHYGMOMANOMETER ANEROID DESK MODEL | Diagnostic Basic | 16-156 | 1 | KKM/JKN/HSA/10-05-01/R/15/14852 | 452.81 | 452.81 | V10 | 2021-01-01
794 | BEMS | P0 | Hospital Shah Alam, Selangor | OBSTETRIK & GINEKOLOGI | SPHYGMOMANOMETER ANEROID DESK MODEL | Diagnostic Basic | 16-156 | 1 | KKM/JKN/HSA/10-05-01/R/15/14853 | 452.81 | 452.81 | V10 | 2021-01-01
795 | BEMS | P0 | Hospital Shah Alam, Selangor | OBSTETRIK & GINEKOLOGI | SPHYGMOMANOMETER ANEROID DESK MODEL | Diagnostic Basic | 16-156 | 1 | KKM/JKN/HSA/10-05-01/R/15/14854 | 452.81 | 452.81 | V10 | 2021-01-01
796 | BEMS | P0 | Hospital Shah Alam, Selangor | OBSTETRIK & GINEKOLOGI | SPHYGMOMANOMETER ANEROID DESK MODEL | Diagnostic Basic | 16-156 | 1 | KKM/JKN/HSA/10-05-01/R/15/14855 | 452.81 | 452.81 | V10 | 2021-01-01
797 | BEMS | P0 | Hospital Shah Alam, Selangor | OBSTETRIK & GINEKOLOGI | SPHYGMOMANOMETER ANEROID DESK MODEL | Diagnostic Basic | 16-156 | 1 | KKM/JKN/HSA/10-05-01/R/15/14856 | 452.81 | 452.81 | V10 | 2021-01-01
798 | BEMS | P0 | Hospital Shah Alam, Selangor | OBSTETRIK & GINEKOLOGI | SPHYGMOMANOMETER ANEROID DESK MODEL | Diagnostic Basic | 16-156 | 1 | KKM/JKN/HSA/10-05-01/R/15/14857 | 452.81 | 452.81 | V10 | 2021-01-01
799 | BEMS | P0 | Hospital Shah Alam, Selangor | OBSTETRIK & GINEKOLOGI | SPHYGMOMANOMETER ANEROID DESK MODEL | Diagnostic Basic | 16-156 | 1 | KKM/JKN/HSA/10-05-01/R/15/14858 | 452.81 | 452.81 | V10 | 2021-01-01
800 | BEMS | P0 | Hospital Shah Alam, Selangor | OBSTETRIK & GINEKOLOGI | SPHYGMOMANOMETER ANEROID DESK MODEL | Diagnostic Basic | 16-156 | 1 | KKM/JKN/HSA/10-05-01/R/15/14859 | 452.81 | 452.81 | V10 | 2021-01-01
801 | BEMS | P0 | Hospital Shah Alam, Selangor | OBSTETRIK & GINEKOLOGI | SPHYGMOMANOMETER ANEROID DESK MODEL | Diagnostic Basic | 16-156 | 1 | KKM/JKN/HSA/10-05-01/R/15/14860 | 452.81 | 452.81 | V10 | 2021-01-01
802 | BEMS | P0 | Hospital Shah Alam, Selangor | OBSTETRIK & GINEKOLOGI | SPHYGMOMANOMETER ANEROID DESK MODEL | Diagnostic Basic | 16-156 | 1 | KKM/JKN/HSA/10-05-01/R/15/14861 | 452.81 | 452.81 | V10 | 2021-01-01
803 | BEMS | P0 | Hospital Shah Alam, Selangor | OBSTETRIK & GINEKOLOGI | SPHYGMOMANOMETER ANEROID DESK MODEL | Diagnostic Basic | 16-156 | 1 | KKM/JKN/HSA/10-05-01/R/15/14862 | 452.81 | 452.81 | V10 | 2021-01-01
804 | BEMS | P0 | Hospital Shah Alam, Selangor | OBSTETRIK & GINEKOLOGI | SPHYGMOMANOMETER ANEROID DESK MODEL | Diagnostic Basic | 16-156 | 1 | KKM/JKN/HSA/10-05-01/R/15/14863 | 452.81 | 452.81 | V10 | 2021-01-01
805 | BEMS | P0 | Hospital Shah Alam, Selangor | OBSTETRIK & GINEKOLOGI | SPHYGMOMANOMETER ANEROID DESK MODEL | Diagnostic Basic | 16-156 | 1 | KKM/JKN/HSA/10-05-01/R/15/14864 | 452.81 | 452.81 | V10 | 2021-01-01
806 | BEMS | P0 | Hospital Shah Alam, Selangor | OBSTETRIK & GINEKOLOGI | SPHYGMOMANOMETER ANEROID DESK MODEL | Diagnostic Basic | 16-156 | 1 | KKM/JKN/HSA/10-05-01/R/15/14865 | 452.81 | 452.81 | V10 | 2021-01-01
807 | BEMS | P0 | Hospital Shah Alam, Selangor | OBSTETRIK & GINEKOLOGI | SPHYGMOMANOMETER ANEROID DESK MODEL | Diagnostic Basic | 16-156 | 1 | KKM/JKN/HSA/10-05-01/R/15/14866 | 452.81 | 452.81 | V10 | 2021-01-01
808 | BEMS | P0 | Hospital Shah Alam, Selangor | OBSTETRIK & GINEKOLOGI | SPHYGMOMANOMETER ANEROID DESK MODEL | Diagnostic Basic | 16-156 | 1 | KKM/JKN/HSA/10-05-01/R/15/14867 | 452.81 | 452.81 | V10 | 2021-01-01
809 | BEMS | P0 | Hospital Shah Alam, Selangor | OBSTETRIK & GINEKOLOGI | SPHYGMOMANOMETER ANEROID DESK MODEL | Diagnostic Basic | 16-156 | 1 | KKM/JKN/HSA/10-05-01/R/15/14868 | 452.81 | 452.81 | V10 | 2021-01-01
810 | BEMS | P0 | Hospital Shah Alam, Selangor | OBSTETRIK & GINEKOLOGI | SPHYGMOMANOMETER ANEROID DESK MODEL | Diagnostic Basic | 16-156 | 1 | KKM/JKN/HSA/10-05-01/R/15/14869 | 452.81 | 452.81 | V10 | 2021-01-01
811 | BEMS | P0 | Hospital Shah Alam, Selangor | OBSTETRIK & GINEKOLOGI | SPHYGMOMANOMETER ANEROID DESK MODEL | Diagnostic Basic | 16-156 | 1 | KKM/JKN/HSA/10-05-01/R/15/14870 | 452.81 | 452.81 | V10 | 2021-01-01
812 | BEMS | P0 | Hospital Shah Alam, Selangor | OBSTETRIK & GINEKOLOGI | SPHYGMOMANOMETER ANEROID DESK MODEL | Diagnostic Basic | 16-156 | 1 | KKM/JKN/HSA/10-05-01/R/15/14871 | 452.81 | 452.81 | V10 | 2021-01-01
813 | BEMS | P0 | Hospital Shah Alam, Selangor | OBSTETRIK & GINEKOLOGI | SPHYGMOMANOMETER ANEROID DESK MODEL | Diagnostic Basic | 16-156 | 1 | KKM/JKN/HSA/10-05-01/R/15/14872 | 452.81 | 452.81 | V10 | 2021-01-01
814 | BEMS | P0 | Hospital Shah Alam, Selangor | OBSTETRIK & GINEKOLOGI | SPHYGMOMANOMETER ANEROID DESK MODEL | Diagnostic Basic | 16-156 | 1 | KKM/JKN/HSA/10-05-01/R/15/14873 | 452.81 | 452.81 | V10 | 2021-01-01
815 | BEMS | P0 | Hospital Shah Alam, Selangor | OBSTETRIK & GINEKOLOGI | SPHYGMOMANOMETER ANEROID DESK MODEL | Diagnostic Basic | 16-156 | 1 | KKM/JKN/HSA/10-05-01/R/15/14874 | 452.81 | 452.81 | V10 | 2021-01-01
816 | BEMS | P0 | Hospital Shah Alam, Selangor | OBSTETRIK & GINEKOLOGI | SPHYGMOMANOMETER ANEROID DESK MODEL | Diagnostic Basic | 16-156 | 1 | KKM/JKN/HSA/10-05-01/R/15/14876 | 452.81 | 452.81 | V10 | 2021-01-01
817 | BEMS | P0 | Hospital Shah Alam, Selangor | OBSTETRIK & GINEKOLOGI | SPHYGMOMANOMETER ANEROID DESK MODEL | Diagnostic Basic | 16-156 | 1 | KKM/JKN/HSA/10-05-01/R/15/14877 | 452.81 | 452.81 | V10 | 2021-01-01
818 | BEMS | P0 | Hospital Shah Alam, Selangor | OBSTETRIK & GINEKOLOGI | SPHYGMOMANOMETER ANEROID DESK MODEL | Diagnostic Basic | 16-156 | 1 | KKM/JKN/HSA/10-05-01/R/15/14878 | 452.81 | 452.81 | V10 | 2021-01-01
819 | BEMS | P0 | Hospital Shah Alam, Selangor | OBSTETRIK & GINEKOLOGI | SPHYGMOMANOMETER ANEROID DESK MODEL | Diagnostic Basic | 16-156 | 1 | KKM/JKN/HSA/10-05-01/R/15/14879 | 452.81 | 452.81 | V10 | 2021-01-01
820 | BEMS | P0 | Hospital Shah Alam, Selangor | OBSTETRIK & GINEKOLOGI | SPHYGMOMANOMETER ANEROID DESK MODEL | Diagnostic Basic | 16-156 | 1 | KKM/JKN/HSA/10-05-01/R/15/14880 | 452.81 | 452.81 | V10 | 2021-01-01
821 | BEMS | P0 | Hospital Shah Alam, Selangor | PEDIATRIK | SPHYGMOMANOMETER ANEROID DESK MODEL | Diagnostic Basic | 16-156 | 1 | KKM/JKN/HSA/10-05-01/R/15/14881 | 452.81 | 452.81 | V10 | 2021-01-01
822 | BEMS | P0 | Hospital Shah Alam, Selangor | PEDIATRIK | SPHYGMOMANOMETER ANEROID DESK MODEL | Diagnostic Basic | 16-156 | 1 | KKM/JKN/HSA/10-05-01/R/15/14882 | 452.81 | 452.81 | V10 | 2021-01-01
823 | BEMS | P0 | Hospital Shah Alam, Selangor | ANESTESIOLOGI | SPHYGMOMANOMETER ANEROID DESK MODEL | Diagnostic Basic | 16-156 | 1 | KKM/JKN/HSA/10-05-01/R/15/14883 | 452.81 | 452.81 | V10 | 2021-01-01
824 | BEMS | P0 | Hospital Shah Alam, Selangor | PERUBATAN AM | SPHYGMOMANOMETER ANEROID DESK MODEL | Diagnostic Basic | 16-156 | 1 | KKM/JKN/HSA/10-05-01/R/15/14884 | 452.81 | 452.81 | V10 | 2021-01-01
825 | BEMS | P0 | Hospital Shah Alam, Selangor | NEFROLOGI | REPROCESSOR MANAGEMENT SYSTEM (CHAIR WEIGHING SCALE) | Diagnostic Basic | 13-460 | 1 | KKM/JKN/HSA/10-05-01/H/15/4721 | 30000 | 30000 | V10 | 2021-01-01
826 | BEMS | P0 | Hospital Shah Alam, Selangor | NEFROLOGI | PORTABLE RO UNIT | Therapeutic Intermediate | 20-683 | 1 | KKM/JKN/HSA/10-05-01/H/15/2460 | 44500 | 44500 | V10 | 2021-01-01
827 | BEMS | P0 | Hospital Shah Alam, Selangor | NEFROLOGI | PORTABLE RO UNIT | Therapeutic Intermediate | 20-683 | 1 | KKM/JKN/HSA/10-05-01/H/15/2461 | 44500 | 44500 | V10 | 2021-01-01
828 | BEMS | P0 | Hospital Shah Alam, Selangor | PATOLOGI | STAINER SLIDE 28 AUTOMATIC RANDOM ACCESS | Laboratory Basic | 15-599 | 1 | KKM/JKN/HSA/10-05-01/H/15/3979 | 83000 | 83000 | V10 | 2021-01-01
829 | BEMS | P0 | Hospital Shah Alam, Selangor | PATOLOGI | STAINER SLIDE 28 AUTOMATIC RANDOM ACCESS | Laboratory Basic | 15-599 | 1 | KKM/JKN/HSA/10-05-01/H/15/3980 | 83000 | 83000 | V10 | 2021-01-01
830 | BEMS | P0 | Hospital Shah Alam, Selangor | PATOLOGI | TISSUE EMBEDDING SYSTEM INTEGRATED | Laboratory Intermediate | 15-189 | 1 | KKM/JKN/HSA/10-05-01/H/15/3978 | 39000 | 39000 | V10 | 2021-01-01
831 | BEMS | P0 | Hospital Shah Alam, Selangor | PATOLOGI | TISSUE PROCESSOR | Laboratory Intermediate | 15-190 | 1 | KKM/JKN/HSA/10-05-01/H/16/51 | 159800 | 159800 | V10 | 2021-01-01
832 | BEMS | P0 | Hospital Shah Alam, Selangor | FARMASI | BALANCE ELECTRONIC | Laboratory Intermediate | 18-449 | 1 | KKM/JKN/HSA/10-05-01/R/15/16384 | 1600 | 1600 | V10 | 2021-01-01
833 | BEMS | P0 | Hospital Shah Alam, Selangor | PATOLOGI | CENTRIFUGE (SEROFUGE) IMMUNOHAEMATOLOGY | Laboratory Basic | 10-779 | 1 | KKM/JKN/HSA/10-05-01/H/15/3992 | 5800 | 5800 | V10 | 2021-01-01
834 | BEMS | P0 | Hospital Shah Alam, Selangor | PATOLOGI | CENTRIFUGE (SEROFUGE) IMMUNOHAEMATOLOGY | Laboratory Basic | 10-779 | 1 | KKM/JKN/HSA/10-05-01/H/15/3993 | 5800 | 5800 | V10 | 2021-01-01
835 | BEMS | P0 | Hospital Shah Alam, Selangor | PATOLOGI | CENTRIFUGE (SEROFUGE) IMMUNOHAEMATOLOGY | Laboratory Basic | 10-779 | 1 | KKM/JKN/HSA/10-05-01/H/15/3994 | 5800 | 5800 | V10 | 2021-01-01
836 | BEMS | P0 | Hospital Shah Alam, Selangor | PATOLOGI | CENTRIFUGE (SEROFUGE) IMMUNOHAEMATOLOGY | Laboratory Basic | 10-779 | 1 | KKM/JKN/HSA/10-05-01/H/15/3995 | 5800 | 5800 | V10 | 2021-01-01
837 | BEMS | P0 | Hospital Shah Alam, Selangor | PATOLOGI | CENTRIFUGE (SEROFUGE) IMMUNOHAEMATOLOGY | Laboratory Basic | 10-779 | 1 | KKM/JKN/HSA/10-05-01/H/15/3996 | 5800 | 5800 | V10 | 2021-01-01
838 | BEMS | P0 | Hospital Shah Alam, Selangor | PATOLOGI | CENTRIFUGE BENCH TOP MULTI USE | Laboratory Basic | 10-780 | 1 | KKM/JKN/HSA/10-05-01/H/15/3899 | 15300 | 15300 | V10 | 2021-01-01
839 | BEMS | P0 | Hospital Shah Alam, Selangor | PATOLOGI | CENTRIFUGE BENCH TOP MULTI USE | Laboratory Basic | 10-780 | 1 | KKM/JKN/HSA/10-05-01/H/15/3900 | 15300 | 15300 | V10 | 2021-01-01
840 | BEMS | P0 | Hospital Shah Alam, Selangor | PATOLOGI | CENTRIFUGE BENCH TOP MULTI USE | Laboratory Basic | 10-780 | 1 | KKM/JKN/HSA/10-05-01/H/15/3901 | 15300 | 15300 | V10 | 2021-01-01
841 | BEMS | P0 | Hospital Shah Alam, Selangor | PATOLOGI | CENTRIFUGE BENCH TOP MULTI USE | Laboratory Basic | 10-780 | 1 | KKM/JKN/HSA/10-05-01/H/15/3902 | 15300 | 15300 | V10 | 2021-01-01
842 | BEMS | P0 | Hospital Shah Alam, Selangor | PATOLOGI | CENTRIFUGE BENCH TOP MULTI USE | Laboratory Basic | 10-780 | 1 | KKM/JKN/HSA/10-05-01/H/15/3903 | 15300 | 15300 | V10 | 2021-01-01
843 | BEMS | P0 | Hospital Shah Alam, Selangor | PATOLOGI | CENTRIFUGE BENCH TOP MULTI USE | Laboratory Basic | 10-780 | 1 | KKM/JKN/HSA/10-05-01/H/15/3904 | 15300 | 15300 | V10 | 2021-01-01
844 | BEMS | P0 | Hospital Shah Alam, Selangor | PATOLOGI | CENTRIFUGE BENCH TOP MULTI USE | Laboratory Basic | 10-780 | 1 | KKM/JKN/HSA/10-05-01/H/15/3905 | 15300 | 15300 | V10 | 2021-01-01
845 | BEMS | P0 | Hospital Shah Alam, Selangor | PATOLOGI | CENTRIFUGE BENCH TOP MULTI USE | Laboratory Basic | 10-780 | 1 | KKM/JKN/HSA/10-05-01/H/15/3906 | 15300 | 15300 | V10 | 2021-01-01
846 | BEMS | P0 | Hospital Shah Alam, Selangor | PATOLOGI | CENTRIFUGE BENCH TOP MULTI USE | Laboratory Basic | 10-780 | 1 | KKM/JKN/HSA/10-05-01/H/15/3907 | 15300 | 15300 | V10 | 2021-01-01
847 | BEMS | P0 | Hospital Shah Alam, Selangor | PATOLOGI | CENTRIFUGE BENCH TOP MULTI USE | Laboratory Basic | 10-780 | 1 | KKM/JKN/HSA/10-05-01/H/15/3908 | 15300 | 15300 | V10 | 2021-01-01
848 | BEMS | P0 | Hospital Shah Alam, Selangor | PATOLOGI | CENTRIFUGE BENCH TOP MULTI USE | Laboratory Basic | 10-780 | 1 | KKM/JKN/HSA/10-05-01/H/15/3909 | 15300 | 15300 | V10 | 2021-01-01
849 | BEMS | P0 | Hospital Shah Alam, Selangor | PATOLOGI | CENTRIFUGE BENCH TOP MULTI USE | Laboratory Basic | 10-780 | 1 | KKM/JKN/HSA/10-05-01/H/15/4854 | 15300 | 15300 | V10 | 2021-01-01
850 | BEMS | P0 | Hospital Shah Alam, Selangor | PATOLOGI | CENTRIFUGE CELL WASHING | Laboratory Intermediate | 18-267 | 1 | KKM/JKN/HSA/10-05-01/H/15/4014 | 5500 | 5500 | V10 | 2021-01-01
851 | BEMS | P0 | Hospital Shah Alam, Selangor | PATOLOGI | CENTRIFUGE CELL WASHING | Laboratory Intermediate | 18-267 | 1 | KKM/JKN/HSA/10-05-01/H/15/4015 | 5500 | 5500 | V10 | 2021-01-01
852 | BEMS | P0 | Hospital Shah Alam, Selangor | PEDIATRIK | CENTRIFUGE MICROHAEMATOCRIT & READER | Laboratory Basic | 10-779 | 1 | KKM/JKN/HSA/10-05-01/H/15/4185 | 7670 | 7670 | V10 | 2021-01-01
853 | BEMS | P0 | Hospital Shah Alam, Selangor | PEDIATRIK | CENTRIFUGE MICROHAEMATOCRIT & READER | Laboratory Basic | 10-779 | 1 | KKM/JKN/HSA/10-05-01/H/15/4186 | 7670 | 7670 | V10 | 2021-01-01
854 | BEMS | P0 | Hospital Shah Alam, Selangor | PATOLOGI | CENTRIFUGE CYTOLOGY | Laboratory Intermediate | 16-765 | 1 | KKM/JKN/HSA/10-05-01/H/15/4013 | 14900 | 14900 | V10 | 2021-01-01
855 | BEMS | P0 | Hospital Shah Alam, Selangor | PATOLOGI | PLATELET AGITATOR WITH INCUBATOR | Laboratory Basic | 23-431 | 1 | KKM/JKN/HSA/10-05-01/H/15/3983 | 25000 | 25000 | V10 | 2021-01-01
856 | BEMS | P0 | Hospital Shah Alam, Selangor | PATOLOGI | PLATELET AGITATOR WITH INCUBATOR | Laboratory Basic | 23-431 | 1 | KKM/JKN/HSA/10-05-01/H/15/3984 | 25000 | 25000 | V10 | 2021-01-01
857 | BEMS | P0 | Hospital Shah Alam, Selangor | PATOLOGI | TUBE SEALER - BENCH TOP | Laboratory Basic | 16-463 | 1 | KKM/JKN/HSA/10-05-01/H/15/3982 | 8528 | 8528 | V10 | 2021-01-01
858 | BEMS | P0 | Hospital Shah Alam, Selangor | PATOLOGI | MICROTOME CRYOSTAT W/ACCESSORIES | Laboratory Intermediate | 15-157 | 1 | KKM/JKN/HSA/10-05-01/H/15/3981 | 68750 | 68750 | V10 | 2021-01-01
859 | BEMS | P0 | Hospital Shah Alam, Selangor | PATOLOGI | MICROTOME SEMI THIN | Laboratory Intermediate | 15-157 | 1 | KKM/JKN/HSA/10-05-01/H/15/3975 | 52700 | 52700 | V10 | 2021-01-01
860 | BEMS | P0 | Hospital Shah Alam, Selangor | PATOLOGI | INCUBATOR BACTERIOLOGICAL | Laboratory Intermediate | 18-013 | 1 | KKM/JKN/HSA/10-05-01/H/15/3966 | 6000 | 6000 | V10 | 2021-01-01
861 | BEMS | P0 | Hospital Shah Alam, Selangor | PATOLOGI | INCUBATOR BACTERIOLOGICAL | Laboratory Intermediate | 18-013 | 1 | KKM/JKN/HSA/10-05-01/H/15/3967 | 6000 | 6000 | V10 | 2021-01-01
862 | BEMS | P0 | Hospital Shah Alam, Selangor | PATOLOGI | INCUBATOR BACTERIOLOGICAL | Laboratory Intermediate | 18-013 | 1 | KKM/JKN/HSA/10-05-01/H/15/3968 | 6000 | 6000 | V10 | 2021-01-01
863 | BEMS | P0 | Hospital Shah Alam, Selangor | PATOLOGI | MIXER VORTEX | Laboratory Basic | 15-161 | 1 | KKM/JKN/HSA/10-05-01/R/15/15032 | 814 | 814 | V10 | 2021-01-01
864 | BEMS | P0 | Hospital Shah Alam, Selangor | PATOLOGI | MIXER VORTEX | Laboratory Basic | 15-161 | 1 | KKM/JKN/HSA/10-05-01/R/15/15033 | 814 | 814 | V10 | 2021-01-01
865 | BEMS | P0 | Hospital Shah Alam, Selangor | PATOLOGI | MIXER VORTEX | Laboratory Basic | 15-161 | 1 | KKM/JKN/HSA/10-05-01/R/15/15034 | 814 | 814 | V10 | 2021-01-01
866 | BEMS | P0 | Hospital Shah Alam, Selangor | FORENSIK | BALANCE ANALYSIS 200 G CAP | Laboratory Intermediate | 18-449 | 1 | KKM/JKN/HSA/10-05-01/H/15/2842 | 2440 | 2440 | V10 | 2021-01-01
867 | BEMS | P0 | Hospital Shah Alam, Selangor | PATOLOGI | BALANCE ANALYSIS 200 G CAP | Laboratory Intermediate | 18-449 | 1 | KKM/JKN/HSA/10-05-01/H/15/3947 | 2440 | 2440 | V10 | 2021-01-01
868 | BEMS | P0 | Hospital Shah Alam, Selangor | PATOLOGI | BALANCE ELECTRONIC 0.01 TO 300G CAP | Laboratory Intermediate | 18-449 | 1 | KKM/JKN/HSA/10-05-01/R/15/15057 | 1740 | 1740 | V10 | 2021-01-01
869 | BEMS | P0 | Hospital Shah Alam, Selangor | FORENSIK | BALANCE TOP LOADING 600G CAP | Laboratory Intermediate | 18-449 | 1 | KKM/JKN/HSA/10-05-01/R/15/13485 | 1240 | 1240 | V10 | 2021-01-01
870 | BEMS | P0 | Hospital Shah Alam, Selangor | PATOLOGI | BALANCE TOP LOADING 600G CAP | Laboratory Intermediate | 18-449 | 1 | KKM/JKN/HSA/10-05-01/R/15/15056 | 1240 | 1240 | V10 | 2021-01-01
871 | BEMS | P0 | Hospital Shah Alam, Selangor | FARMASI | BALANCE TOP LOADING 600G CAP | Laboratory Intermediate | 18-449 | 1 | KKM/JKN/HSA/10-05-01/R/15/16383 | 1240 | 1240 | V10 | 2021-01-01
872 | BEMS | P0 | Hospital Shah Alam, Selangor | FORENSIK | BALANCE TOP LOADING UP TO 3 KG | Laboratory Intermediate | 10-263 | 1 | KKM/JKN/HSA/10-05-01/H/15/3093 | 2760 | 2760 | V10 | 2021-01-01
873 | BEMS | P0 | Hospital Shah Alam, Selangor | PATOLOGI | BALANCE TOP LOADING UP TO 3 KG | Laboratory Intermediate | 10-263 | 1 | KKM/JKN/HSA/10-05-01/H/15/3941 | 2760 | 2760 | V10 | 2021-01-01
874 | BEMS | P0 | Hospital Shah Alam, Selangor | PEDIATRIK | WEIGHING SCALE TOP LOADING | Laboratory Intermediate | 10-263 | 1 | KKM/JKN/HSA/10-05-01/R/15/6958 | 540 | 540 | V10 | 2021-01-01
875 | BEMS | P0 | Hospital Shah Alam, Selangor | PATOLOGI | MAGNETIC STIRRER WITH HEATING/HOTPLATE STIRRER | Laboratory Basic | 15-651 | 1 | KKM/JKN/HSA/10-05-01/H/16/3 | 2236 | 2236 | V10 | 2021-01-01
876 | BEMS | P0 | Hospital Shah Alam, Selangor | PATOLOGI | MAGNETIC STIRRER WITH HEATING/HOTPLATE STIRRER | Laboratory Basic | 15-651 | 1 | KKM/JKN/HSA/10-05-01/H/16/4 | 2236 | 2236 | V10 | 2021-01-01
877 | BEMS | P0 | Hospital Shah Alam, Selangor | PATOLOGI | MAGNETIC STIRRER WITH HEATING/HOTPLATE STIRRER | Laboratory Basic | 15-651 | 1 | KKM/JKN/HSA/10-05-01/H/16/5 | 2236 | 2236 | V10 | 2021-01-01
878 | BEMS | P0 | Hospital Shah Alam, Selangor | PATOLOGI | LAB CENTRIFUGE | Laboratory Basic | 10-780 | 1 | KKM/JKN/HSA/10-05-01/H/16/13 | 10000 | 10000 | V10 | 2021-01-01
879 | BEMS | P0 | Hospital Shah Alam, Selangor | PATOLOGI | GEL CARD INCUBATOR | Laboratory Intermediate | 15-151 | 1 | KKM/JKN/HSA/10-05-01/H/16/12 | 10000 | 10000 | V10 | 2021-01-01
880 | BEMS | P0 | Hospital Shah Alam, Selangor | PEMBEDAHAN MULUT | LAB CENTRIFUGE | Laboratory Basic | 10-780 | 1 | KKM/JKN/HSA/10-05-01/H/16/48 | 12800 | 12800 | V10 | 2021-01-01
881 | BEMS | P0 | Hospital Shah Alam, Selangor | FARMASI | UNIVERSAL OVEN | Laboratory Basic | 14-410 | 1 | KKM/JKN/HSA/10-05-01/H/16/26 | 5400 | 5400 | V10 | 2021-01-01
882 | BEMS | P0 | Hospital Shah Alam, Selangor | FARMASI | LAB MIXER | Laboratory Basic | 15-161 | 1 | KKM/JKN/HSA/10-05-01/H/16/54 | 33900 | 33900 | V10 | 2021-01-01
883 | BEMS | P0 | Hospital Shah Alam, Selangor | KECEMASAN & TRAUMA | SCALES BABY DIGITAL/ELECTRONIC W/MEASURE | Diagnostic Basic | 13-462 | 1 | KKM/JKN/HSA/10-05-01/R/15/7024 | 1500 | 1500 | V10 | 2021-01-01
884 | BEMS | P0 | Hospital Shah Alam, Selangor | OBSTETRIK & GINEKOLOGI | SCALES BABY DIGITAL/ELECTRONIC W/MEASURE | Diagnostic Basic | 13-462 | 1 | KKM/JKN/HSA/10-05-01/R/15/7025 | 1500 | 1500 | V10 | 2021-01-01
885 | BEMS | P0 | Hospital Shah Alam, Selangor | OBSTETRIK & GINEKOLOGI | SCALES BABY DIGITAL/ELECTRONIC W/MEASURE | Diagnostic Basic | 13-462 | 1 | KKM/JKN/HSA/10-05-01/R/15/7026 | 1500 | 1500 | V10 | 2021-01-01
886 | BEMS | P0 | Hospital Shah Alam, Selangor | OBSTETRIK & GINEKOLOGI | SCALES BABY DIGITAL/ELECTRONIC W/MEASURE | Diagnostic Basic | 13-462 | 1 | KKM/JKN/HSA/10-05-01/R/15/7027 | 1500 | 1500 | V10 | 2021-01-01
887 | BEMS | P0 | Hospital Shah Alam, Selangor | OBSTETRIK & GINEKOLOGI | SCALES BABY DIGITAL/ELECTRONIC W/MEASURE | Diagnostic Basic | 13-462 | 1 | KKM/JKN/HSA/10-05-01/R/15/7028 | 1500 | 1500 | V10 | 2021-01-01
888 | BEMS | P0 | Hospital Shah Alam, Selangor | OBSTETRIK & GINEKOLOGI | SCALES BABY DIGITAL/ELECTRONIC W/MEASURE | Diagnostic Basic | 13-462 | 1 | KKM/JKN/HSA/10-05-01/R/15/7029 | 1500 | 1500 | V10 | 2021-01-01
889 | BEMS | P0 | Hospital Shah Alam, Selangor | PEDIATRIK | SCALES BABY DIGITAL/ELECTRONIC W/MEASURE | Diagnostic Basic | 13-462 | 1 | KKM/JKN/HSA/10-05-01/R/15/7030 | 1500 | 1500 | V10 | 2021-01-01
890 | BEMS | P0 | Hospital Shah Alam, Selangor | PEDIATRIK | SCALES BABY DIGITAL/ELECTRONIC W/MEASURE | Diagnostic Basic | 13-462 | 1 | KKM/JKN/HSA/10-05-01/R/15/7031 | 1500 | 1500 | V10 | 2021-01-01
891 | BEMS | P0 | Hospital Shah Alam, Selangor | PEDIATRIK | SCALES BABY DIGITAL/ELECTRONIC W/MEASURE | Diagnostic Basic | 13-462 | 1 | KKM/JKN/HSA/10-05-01/R/15/7032 | 1500 | 1500 | V10 | 2021-01-01
892 | BEMS | P0 | Hospital Shah Alam, Selangor | PEDIATRIK | SCALES BABY DIGITAL/ELECTRONIC W/MEASURE | Diagnostic Basic | 13-462 | 1 | KKM/JKN/HSA/10-05-01/R/15/7033 | 1500 | 1500 | V10 | 2021-01-01
893 | BEMS | P0 | Hospital Shah Alam, Selangor | PEDIATRIK | SCALES BABY DIGITAL/ELECTRONIC W/MEASURE | Diagnostic Basic | 13-462 | 1 | KKM/JKN/HSA/10-05-01/R/15/7034 | 1500 | 1500 | V10 | 2021-01-01
894 | BEMS | P0 | Hospital Shah Alam, Selangor | PEDIATRIK | SCALES BABY DIGITAL/ELECTRONIC W/MEASURE | Diagnostic Basic | 13-462 | 1 | KKM/JKN/HSA/10-05-01/R/15/7035 | 1500 | 1500 | V10 | 2021-01-01
895 | BEMS | P0 | Hospital Shah Alam, Selangor | PEDIATRIK | SCALES BABY DIGITAL/ELECTRONIC W/MEASURE | Diagnostic Basic | 13-462 | 1 | KKM/JKN/HSA/10-05-01/R/15/7036 | 1500 | 1500 | V10 | 2021-01-01
896 | BEMS | P0 | Hospital Shah Alam, Selangor | OBSTETRIK & GINEKOLOGI | SCALES BABY DIGITAL/ELECTRONIC W/MEASURE | Diagnostic Basic | 13-462 | 1 | KKM/JKN/HSA/10-05-01/R/15/7037 | 1500 | 1500 | V10 | 2021-01-01
897 | BEMS | P0 | Hospital Shah Alam, Selangor | OBSTETRIK & GINEKOLOGI | SCALES BABY DIGITAL/ELECTRONIC W/MEASURE | Diagnostic Basic | 13-462 | 1 | KKM/JKN/HSA/10-05-01/R/15/7038 | 1500 | 1500 | V10 | 2021-01-01
898 | BEMS | P0 | Hospital Shah Alam, Selangor | PEDIATRIK | SCALES BABY DIGITAL/ELECTRONIC W/MEASURE | Diagnostic Basic | 13-462 | 1 | KKM/JKN/HSA/10-05-01/R/15/7039 | 1500 | 1500 | V10 | 2021-01-01
899 | BEMS | P0 | Hospital Shah Alam, Selangor | PATOLOGI | ESR SYSTEM ASPIRATOR TYPE | Laboratory Basic | 15-177 | 1 | KKM/JKN/HSA/10-05-01/H/15/4016 | 4750 | 4750 | V10 | 2021-01-01
900 | BEMS | P0 | Hospital Shah Alam, Selangor | PATOLOGI | ESR SYSTEM ASPIRATOR TYPE | Laboratory Basic | 15-177 | 1 | KKM/JKN/HSA/10-05-01/H/15/4017 | 4750 | 4750 | V10 | 2021-01-01
901 | BEMS | P0 | Hospital Shah Alam, Selangor | PATOLOGI | ROLLER MIXER BLOOD SAMPLE | Laboratory Basic | 16-384 | 1 | KKM/JKN/HSA/10-05-01/H/15/3985 | 7200 | 7200 | V10 | 2021-01-01
902 | BEMS | P0 | Hospital Shah Alam, Selangor | PATOLOGI | ROLLER MIXER BLOOD SAMPLE | Laboratory Basic | 16-384 | 1 | KKM/JKN/HSA/10-05-01/H/15/3986 | 7200 | 7200 | V10 | 2021-01-01
903 | BEMS | P0 | Hospital Shah Alam, Selangor | PATOLOGI | ROLLER MIXER BLOOD SAMPLE | Laboratory Basic | 16-384 | 1 | KKM/JKN/HSA/10-05-01/H/15/3987 | 7200 | 7200 | V10 | 2021-01-01
904 | BEMS | P0 | Hospital Shah Alam, Selangor | PATOLOGI | ROLLER MIXER BLOOD SAMPLE | Laboratory Basic | 16-384 | 1 | KKM/JKN/HSA/10-05-01/H/15/3988 | 7200 | 7200 | V10 | 2021-01-01
905 | BEMS | P0 | Hospital Shah Alam, Selangor | PATOLOGI | ROLLER MIXER BLOOD SAMPLE | Laboratory Basic | 16-384 | 1 | KKM/JKN/HSA/10-05-01/H/15/3989 | 7200 | 7200 | V10 | 2021-01-01
906 | BEMS | P0 | Hospital Shah Alam, Selangor | DIETETIK DAN SAJIAN | INFANT/ BABY SCALER | Diagnostic Basic | 13-462 | 1 | KKM/JKN/HSA/10-05-01/R/16/13 | 800 | 800 | V10 | 2021-01-01
907 | BEMS | P0 | Hospital Shah Alam, Selangor | PATOLOGI | INCUBATORS, LABORATORY, THERMOCYCLING | Laboratory Intermediate | 18-013 | 1 | KKM/JKN/HSA/10-05-01/H/15/3966 | 4000 | 4000 | V10 | 2021-01-01
908 | BEMS | P0 | Hospital Shah Alam, Selangor | PATOLOGI | INCUBATORS, LABORATORY, THERMOCYCLING | Laboratory Intermediate | 18-013 | 1 | KKM/JKN/HSA/10-05-01/H/15/3967 | 4000 | 4000 | V10 | 2021-01-01
909 | BEMS | P0 | Hospital Shah Alam, Selangor | PATOLOGI | HOT AIR OVEN MEMMERT | Laboratory Intermediate | 18-013 | 1 | KKM/JKN/HSA/10-05-01/H/15/3969 | 3000 | 3000 | V10 | 2021-01-01
910 | BEMS | P0 | Hospital Shah Alam, Selangor | PATOLOGI | WATER PURIFICATION SYSTEMS, DEIONIZATION | Laboratory Basic | 14-435 | 1 | KKM/JKN/HSA/10-05-01/H/15/4020 | 34000 | 34000 | V10 | 2021-01-01
911 | BEMS | P0 | Hospital Shah Alam, Selangor | PATOLOGI | WATER DISTILLER | Laboratory Basic | 14-435 | 1 | KKM/JKN/HSA/10-05-01/H/15/4024 | 9880 | 9880 | V10 | 2021-01-01
912 | BEMS | P0 | Hospital Shah Alam, Selangor | FARMASI | WATER DISTILLER | Laboratory Basic | 14-435 | 1 | KKM/JKN/HSA/10-05-01/H/15/4024 | 15200 | 15200 | V10 | 2021-01-01
913 | BEMS | P0 | Hospital Shah Alam, Selangor | PATOLOGI | WATER PURIFICATION SYSTEMS, DEIONIZATION | Laboratory Basic | 14-435 | 1 | KKM/JKN/HSA/10-05-01/H/15/3934 | 24000 | 24000 | V10 | 2021-01-01
914 | BEMS | P0 | Hospital Shah Alam, Selangor | OBSTETRIK & GINEKOLOGI | MONITOR APNOEA NON INVASIVE | Diagnostic Intermediate | 17-148 | 1 | KKM/JKN/HSA/10-05-01/H/15/4183 | 6957.6 | 6957.6 | V10 | 2021-01-01
915 | BEMS | P0 | Hospital Shah Alam, Selangor | OBSTETRIK & GINEKOLOGI | MONITOR APNOEA NON INVASIVE | Diagnostic Intermediate | 17-148 | 1 | KKM/JKN/HSA/10-05-01/H/15/4184 | 6957.6 | 6957.6 | V10 | 2021-01-01
916 | BEMS | P0 | Hospital Shah Alam, Selangor | PEDIATRIK | MONITOR APNOEA NON INVASIVE | Diagnostic Intermediate | 17-148 | 1 | KKM/JKN/HSA/10-05-01/H/15/5023 | 6957.6 | 6957.6 | V10 | 2021-01-01
917 | BEMS | P0 | Hospital Shah Alam, Selangor | PEDIATRIK | MONITOR APNOEA NON INVASIVE | Diagnostic Intermediate | 17-148 | 1 | KKM/JKN/HSA/10-05-01/H/15/5024 | 6957.6 | 6957.6 | V10 | 2021-01-01
918 | BEMS | P0 | Hospital Shah Alam, Selangor | PEDIATRIK | MONITOR APNOEA NON INVASIVE | Diagnostic Intermediate | 17-148 | 1 | KKM/JKN/HSA/10-05-01/H/15/5025 | 6957.6 | 6957.6 | V10 | 2021-01-01
919 | BEMS | P0 | Hospital Shah Alam, Selangor | PEDIATRIK | MONITOR APNOEA NON INVASIVE | Diagnostic Intermediate | 17-148 | 1 | KKM/JKN/HSA/10-05-01/H/15/5026 | 6957.6 | 6957.6 | V10 | 2021-01-01
920 | BEMS | P0 | Hospital Shah Alam, Selangor | PEDIATRIK | MONITOR APNOEA NON INVASIVE | Diagnostic Intermediate | 17-148 | 1 | KKM/JKN/HSA/10-05-01/H/17/23 | 8000 | 8000 | V10 | 2021-01-01
921 | BEMS | P0 | Hospital Shah Alam, Selangor | PEDIATRIK | MONITOR APNOEA NON INVASIVE | Diagnostic Intermediate | 17-148 | 1 | KKM/JKN/HSA/10-05-01/H/17/24 | 8000 | 8000 | V10 | 2021-01-01
922 | BEMS | P0 | Hospital Shah Alam, Selangor | PEDIATRIK | MONITOR APNOEA NON INVASIVE | Diagnostic Intermediate | 17-148 | 1 | KKM/JKN/HSA/10-05-01/H/17/25 | 8000 | 8000 | V10 | 2021-01-01
923 | BEMS | P0 | Hospital Shah Alam, Selangor | PEDIATRIK | MONITOR APNOEA NON INVASIVE | Diagnostic Intermediate | 17-148 | 1 | KKM/JKN/HSA/10-05-01/H/17/26 | 8000 | 8000 | V10 | 2021-01-01
924 | BEMS | P0 | Hospital Shah Alam, Selangor | KECEMASAN & TRAUMA | OXIMETER PULSE | Diagnostic Intermediate | 17-148 | 1 | KKM/JKN/HSA/10-05-01/H/15/971 | 4000 | 4000 | V10 | 2021-01-01
925 | BEMS | P0 | Hospital Shah Alam, Selangor | KECEMASAN & TRAUMA | OXIMETER PULSE | Diagnostic Intermediate | 17-148 | 1 | KKM/JKN/HSA/10-05-01/H/15/972 | 4000 | 4000 | V10 | 2021-01-01
926 | BEMS | P0 | Hospital Shah Alam, Selangor | PERUBATAN AM | OXIMETER PULSE | Diagnostic Intermediate | 17-148 | 1 | KKM/JKN/HSA/10-05-01/H/15/975 | 4000 | 4000 | V10 | 2021-01-01
927 | BEMS | P0 | Hospital Shah Alam, Selangor | PERUBATAN AM | OXIMETER PULSE | Diagnostic Intermediate | 17-148 | 1 | KKM/JKN/HSA/10-05-01/H/15/977 | 4000 | 4000 | V10 | 2021-01-01
928 | BEMS | P0 | Hospital Shah Alam, Selangor | PEDIATRIK | OXIMETER PULSE | Diagnostic Intermediate | 17-148 | 1 | KKM/JKN/HSA/10-05-01/H/15/978 | 4000 | 4000 | V10 | 2021-01-01
929 | BEMS | P0 | Hospital Shah Alam, Selangor | PEDIATRIK | OXIMETER PULSE | Diagnostic Intermediate | 17-148 | 1 | KKM/JKN/HSA/10-05-01/H/15/4058 | 4000 | 4000 | V10 | 2021-01-01
930 | BEMS | P0 | Hospital Shah Alam, Selangor | OBSTETRIK & GINEKOLOGI | PULSE OXIMETER AND SIMULATOR | Diagnostic Intermediate | 17-148 | 1 | KKM/JKN/HSA/10-05-01/H/16/83 | 7400 | 7400 | V10 | 2021-01-01
931 | BEMS | P0 | Hospital Shah Alam, Selangor | OBSTETRIK & GINEKOLOGI | PULSE OXIMETER AND SIMULATOR | Diagnostic Intermediate | 17-148 | 1 | KKM/JKN/HSA/10-05-01/H/16/84 | 7400 | 7400 | V10 | 2021-01-01
932 | BEMS | P0 | Hospital Shah Alam, Selangor | OBSTETRIK & GINEKOLOGI | PULSE OXIMETER AND SIMULATOR | Diagnostic Intermediate | 17-148 | 1 | KKM/JKN/HSA/10-05-01/H/16/85 | 7400 | 7400 | V10 | 2021-01-01
933 | BEMS | P0 | Hospital Shah Alam, Selangor | OBSTETRIK & GINEKOLOGI | PULSE OXIMETER AND SIMULATOR | Diagnostic Intermediate | 17-148 | 1 | KKM/JKN/HSA/10-05-01/H/16/86 | 7400 | 7400 | V10 | 2021-01-01
934 | BEMS | P0 | Hospital Shah Alam, Selangor | OBSTETRIK & GINEKOLOGI | PULSE OXIMETER AND SIMULATOR | Diagnostic Intermediate | 17-148 | 1 | KKM/JKN/HSA/10-05-01/H/16/87 | 7400 | 7400 | V10 | 2021-01-01
935 | BEMS | P0 | Hospital Shah Alam, Selangor | OBSTETRIK & GINEKOLOGI | PULSE OXIMETER AND SIMULATOR | Diagnostic Intermediate | 17-148 | 1 | KKM/JKN/HSA/10-05-01/H/16/88 | 7400 | 7400 | V10 | 2021-01-01
936 | BEMS | P0 | Hospital Shah Alam, Selangor | BEDAH MULUT | X-RAY UNIT DENTAL WALL MOUNTED | Radiology Intermediate | 13-269 | 1 | KKM/JKN/HSA/10-05-01/H/15/2545 | 13900 | 13900 | V10 | 2021-01-01
937 | BEMS | P0 | Hospital Shah Alam, Selangor | KECEMASAN DAN TRAUMA | X-RAY UNIT MOBILE | Radiology Intermediate | 13-272 | 1 | KKM/JKN/HSA/10-05-01/H/15/2534 | 105500 | 105500 | V10 | 2021-01-01
938 | BEMS | P0 | Hospital Shah Alam, Selangor | PENGIMEJAN DAN DIAGNOSTIK | X-RAY UNIT MOBILE | Radiology Intermediate | 13-272 | 1 | KKM/JKN/HSA/10-05-01/H/15/2535 | 105500 | 105500 | V10 | 2021-01-01
939 | BEMS | P0 | Hospital Shah Alam, Selangor | PEDIATRIK | X-RAY UNIT MOBILE | Radiology Intermediate | 13-272 | 1 | KKM/JKN/HSA/10-05-01/H/15/2537 | 105500 | 105500 | V10 | 2021-01-01
940 | BEMS | P0 | Hospital Shah Alam, Selangor | PENGIMEJAN DAN DIAGNOSTIK | X-RAY UNIT MOBILE | Radiology Intermediate | 13-272 | 1 | KKM/JKN/HSA/10-05-01/H/15/4999 | 105500 | 105500 | V10 | 2021-01-01
941 | BEMS | P0 | Hospital Shah Alam, Selangor | ANESTESIOLOGI | X-RAY C-ARM 9" | Radiology Intermediate | 13-272 | 1 | KKM/JKN/HSA/10-05-01/H/15/2533 | 210000 | 210000 | V10 | 2021-01-01
942 | BEMS | P0 | Hospital Shah Alam, Selangor | PENGIMEJAN DAN DIAGNOSTIK | RADIOGRAPHY UNIT GENERAL W/ BUCKY WALL STAND | Radiology Intermediate | 10-822 | 1 | KKM/JKN/HSA/10-05-01/H/15/4873 | 416000 | 416000 | V10 | 2021-01-01
943 | BEMS | P0 | Hospital Shah Alam, Selangor | PENGIMEJAN DAN DIAGNOSTIK | RADIOGRAPHY UNIT GENERAL W/ BUCKY WALL STAND | Radiology Intermediate | 10-822 | 1 | KKM/JKN/HSA/10-05-01/H/15/4874 | 416000 | 416000 | V10 | 2021-01-01
944 | BEMS | P0 | Hospital Shah Alam, Selangor | PENGIMEJAN DAN DIAGNOSTIK | RADIOGRAPHY UNIT (IVU) | Radiology Intermediate | 10-822 | 1 | KKM/JKN/HSA/10-05-01/H/15/4872 | 554438.3 | 554438.3 | V10 | 2021-01-01
945 | BEMS | P0 | Hospital Shah Alam, Selangor | KECEMASAN & TRAUMA | ANALGESIA UNIT 2 GAS | Therapeutic Basic | 16-953 | 1 | KKM/JKN/HSA/10-05-01/H/15/2804 | 3500 | 3500 | V10 | 2021-01-01
946 | BEMS | P0 | Hospital Shah Alam, Selangor | NEFROLOGI | HAEMODIAFILTRATION SYSTEM | Therapeutic Intermediate | 15-039 | 1 | KKM/JKN/HSA/10-05-01/H/15/1655 | 50000 | 50000 | V10 | 2021-01-01
947 | BEMS | P0 | Hospital Shah Alam, Selangor | NEFROLOGI | DIALYZER REPROCESSING SYSTEM | Therapeutic Intermediate | 16-018 | 1 | KKM/JKN/HSA/10-05-01/H/15/4033 | 48000 | 48000 | V10 | 2021-01-01
948 | BEMS | P0 | Hospital Shah Alam, Selangor | NEFROLOGI | DIALYZER REPROCESSING SYSTEM | Therapeutic Intermediate | 16-018 | 1 | KKM/JKN/HSA/10-05-01/H/15/4034 | 48000 | 48000 | V10 | 2021-01-01
949 | BEMS | P0 | Hospital Shah Alam, Selangor | NEFROLOGI | DIALYZER REPROCESSING SYSTEM | Therapeutic Intermediate | 16-018 | 1 | KKM/JKN/HSA/10-05-01/H/15/4035 | 48000 | 48000 | V10 | 2021-01-01
950 | BEMS | P0 | Hospital Shah Alam, Selangor | NEFROLOGI | DIALYZER REPROCESSING SYSTEM | Therapeutic Intermediate | 16-018 | 1 | KKM/JKN/HSA/10-05-01/H/15/4036 | 48000 | 48000 | V10 | 2021-01-01
951 | BEMS | P0 | Hospital Shah Alam, Selangor | NEFROLOGI | DIALYZER REPROCESSING SYSTEM | Therapeutic Intermediate | 16-018 | 1 | KKM/JKN/HSA/10-05-01/H/15/4037 | 48000 | 48000 | V10 | 2021-01-01
952 | BEMS | P0 | Hospital Shah Alam, Selangor | NEFROLOGI | DIALYZER REPROCESSING SYSTEM | Therapeutic Intermediate | 16-018 | 1 | KKM/JKN/HSA/10-05-01/H/15/4038 | 48000 | 48000 | V10 | 2021-01-01
953 | BEMS | P0 | Hospital Shah Alam, Selangor | PEDIATRIK | WARMING UNITS, PATIENT, RADIANT, INFANT | Therapeutic Basic | 17-956 | 1 | KKM/JKN/HSA/10-05-01/H/15/4971 | 23400 | 23400 | V10 | 2021-01-01
954 | BEMS | P0 | Hospital Shah Alam, Selangor | KECEMASAN & TRAUMA | WARMING UNITS, PATIENT, RADIANT, INFANT | Therapeutic Basic | 17-956 | 1 | KKM/JKN/HSA/10-05-01/H/15/1580 | 24000 | 24000 | V10 | 2021-01-01
955 | BEMS | P0 | Hospital Shah Alam, Selangor | OBSTETRIK & GINEKOLOGI | WARMING UNITS, PATIENT, RADIANT, INFANT | Therapeutic Basic | 17-956 | 1 | KKM/JKN/HSA/10-05-01/H/15/1581 | 24000 | 24000 | V10 | 2021-01-01
956 | BEMS | P0 | Hospital Shah Alam, Selangor | OBSTETRIK & GINEKOLOGI | WARMING UNITS, PATIENT, RADIANT, INFANT | Therapeutic Basic | 17-956 | 1 | KKM/JKN/HSA/10-05-01/H/15/1582 | 24000 | 24000 | V10 | 2021-01-01
957 | BEMS | P0 | Hospital Shah Alam, Selangor | OBSTETRIK & GINEKOLOGI | WARMING UNITS, PATIENT, RADIANT, INFANT | Therapeutic Basic | 17-956 | 1 | KKM/JKN/HSA/10-05-01/H/15/1583 | 24000 | 24000 | V10 | 2021-01-01
958 | BEMS | P0 | Hospital Shah Alam, Selangor | OBSTETRIK & GINEKOLOGI | WARMING UNITS, PATIENT, RADIANT, INFANT | Therapeutic Basic | 17-956 | 1 | KKM/JKN/HSA/10-05-01/H/15/1584 | 24000 | 24000 | V10 | 2021-01-01
959 | BEMS | P0 | Hospital Shah Alam, Selangor | OBSTETRIK & GINEKOLOGI | WARMING UNITS, PATIENT, RADIANT, INFANT | Therapeutic Basic | 17-956 | 1 | KKM/JKN/HSA/10-05-01/H/15/1585 | 24000 | 24000 | V10 | 2021-01-01
960 | BEMS | P0 | Hospital Shah Alam, Selangor | OBSTETRIK & GINEKOLOGI | WARMING UNITS, PATIENT, RADIANT, INFANT | Therapeutic Basic | 17-956 | 1 | KKM/JKN/HSA/10-05-01/H/15/1586 | 24000 | 24000 | V10 | 2021-01-01
961 | BEMS | P0 | Hospital Shah Alam, Selangor | OBSTETRIK & GINEKOLOGI | WARMING UNITS, PATIENT, RADIANT, INFANT | Therapeutic Basic | 17-956 | 1 | KKM/JKN/HSA/10-05-01/H/15/1587 | 24000 | 24000 | V10 | 2021-01-01
962 | BEMS | P0 | Hospital Shah Alam, Selangor | PEDIATRIK | WARMING UNITS, PATIENT, RADIANT, INFANT | Therapeutic Basic | 17-956 | 1 | KKM/JKN/HSA/10-05-01/H/15/1589 | 24000 | 24000 | V10 | 2021-01-01
963 | BEMS | P0 | Hospital Shah Alam, Selangor | PEDIATRIK | WARMING UNITS, PATIENT, RADIANT, INFANT | Therapeutic Basic | 17-956 | 1 | KKM/JKN/HSA/10-05-01/H/15/1590 | 24000 | 24000 | V10 | 2021-01-01
964 | BEMS | P0 | Hospital Shah Alam, Selangor | PEDIATRIK | WARMING UNITS, PATIENT, RADIANT, INFANT | Therapeutic Basic | 17-956 | 1 | KKM/JKN/HSA/10-05-01/H/15/1592 | 24000 | 24000 | V10 | 2021-01-01
965 | BEMS | P0 | Hospital Shah Alam, Selangor | PEDIATRIK | WARMING UNITS, PATIENT, RADIANT, INFANT | Therapeutic Basic | 17-956 | 1 | KKM/JKN/HSA/10-05-01/H/15/1593 | 24000 | 24000 | V10 | 2021-01-01
966 | BEMS | P0 | Hospital Shah Alam, Selangor | PEDIATRIK | WARMING UNITS, PATIENT, RADIANT, INFANT | Therapeutic Basic | 17-956 | 1 | KKM/JKN/HSA/10-05-01/H/15/1594 | 24000 | 24000 | V10 | 2021-01-01
967 | BEMS | P0 | Hospital Shah Alam, Selangor | ANESTESIOLOGI | STIMULATOR NERVE PERIPHERAL | Therapeutic Intermediate | 13-782 | 1 | KKM/JKN/HSA/10-05-01/H/15/338 | 3290 | 3290 | V10 | 2021-01-01
968 | BEMS | P0 | Hospital Shah Alam, Selangor | ANESTESIOLOGI | STIMULATOR NERVE PERIPHERAL | Therapeutic Intermediate | 13-782 | 1 | KKM/JKN/HSA/10-05-01/H/15/339 | 3290 | 3290 | V10 | 2021-01-01
969 | BEMS | P0 | Hospital Shah Alam, Selangor | ANESTESIOLOGI | STIMULATOR NERVE PERIPHERAL | Therapeutic Intermediate | 13-782 | 1 | KKM/JKN/HSA/10-05-01/H/15/340 | 3290 | 3290 | V10 | 2021-01-01
970 | BEMS | P0 | Hospital Shah Alam, Selangor | ANESTESIOLOGI | STIMULATOR NERVE PERIPHERAL | Therapeutic Intermediate | 13-782 | 1 | KKM/JKN/HSA/10-05-01/H/15/341 | 3290 | 3290 | V10 | 2021-01-01
971 | BEMS | P0 | Hospital Shah Alam, Selangor | ANESTESIOLOGI | STIMULATOR NERVE PERIPHERAL | Therapeutic Intermediate | 13-782 | 1 | KKM/JKN/HSA/10-05-01/H/15/342 | 3290 | 3290 | V10 | 2021-01-01
972 | BEMS | P0 | Hospital Shah Alam, Selangor | ANESTESIOLOGI | INSUFFLATOR CO2/LAPAROSCOPY | Therapeutic Intermediate | 16-849 | 1 | KKM/JKN/HSA/10-05-01/H/15/1699 | 16870 | 16870 | V10 | 2021-01-01
973 | BEMS | P0 | Hospital Shah Alam, Selangor | ANESTESIOLOGI | INSUFFLATOR CO2/LAPAROSCOPY | Therapeutic Intermediate | 16-849 | 1 | KKM/JKN/HSA/10-05-01/H/15/1700 | 16870 | 16870 | V10 | 2021-01-01
974 | BEMS | P0 | Hospital Shah Alam, Selangor | OTORINOLARINGOLOGI | EXAM UNIT AIR/WATER/SUCTION/CAUTERY | Therapeutic Intermediate | 11-585 | 1 | KKM/JKN/HSA/10-05-01/H/15/5029 | 125000 | 125000 | V10 | 2021-01-01
975 | BEMS | P0 | Hospital Shah Alam, Selangor | OTORINOLARINGOLOGI | EXAM UNIT AIR/WATER/SUCTION/CAUTERY | Therapeutic Intermediate | 11-585 | 1 | KKM/JKN/HSA/10-05-01/H/15/5030 | 125000 | 125000 | V10 | 2021-01-01
976 | BEMS | P0 | Hospital Shah Alam, Selangor | OTORINOLARINGOLOGI | EXAM UNIT AIR/WATER/SUCTION/CAUTERY | Therapeutic Intermediate | 11-585 | 1 | KKM/JKN/HSA/10-05-01/H/15/5031 | 125000 | 125000 | V10 | 2021-01-01
977 | BEMS | P0 | Hospital Shah Alam, Selangor | OTORINOLARINGOLOGI | EXAM UNIT AIR/WATER/SUCTION/CAUTERY | Therapeutic Intermediate | 11-585 | 1 | KKM/JKN/HSA/10-05-01/H/15/5032 | 125000 | 125000 | V10 | 2021-01-01
978 | BEMS | P0 | Hospital Shah Alam, Selangor | OTORINOLARINGOLOGI | EXAM UNIT AIR/WATER/SUCTION/CAUTERY | Therapeutic Intermediate | 11-585 | 1 | KKM/JKN/HSA/10-05-01/H/15/5033 | 125000 | 125000 | V10 | 2021-01-01
979 | BEMS | P0 | Hospital Shah Alam, Selangor | NEFROLOGI | WARMER BLOOD DRY HEAT TYPE | Therapeutic Basic | 10-447 | 1 | KKM/JKN/HSA/10-05-01/H/15/4262 | 4224 | 4224 | V10 | 2021-01-01
980 | BEMS | P0 | Hospital Shah Alam, Selangor | ANESTESIOLOGI | WARMER BLOOD DRY HEAT TYPE | Therapeutic Basic | 10-447 | 1 | KKM/JKN/HSA/10-05-01/H/15/4263 | 4224 | 4224 | V10 | 2021-01-01
981 | BEMS | P0 | Hospital Shah Alam, Selangor | ANESTESIOLOGI | WARMER BLOOD DRY HEAT TYPE | Therapeutic Basic | 10-447 | 1 | KKM/JKN/HSA/10-05-01/H/15/4264 | 4224 | 4224 | V10 | 2021-01-01
982 | BEMS | P0 | Hospital Shah Alam, Selangor | ANESTESIOLOGI | WARMER BLOOD DRY HEAT TYPE | Therapeutic Basic | 10-447 | 1 | KKM/JKN/HSA/10-05-01/H/15/4265 | 4224 | 4224 | V10 | 2021-01-01
983 | BEMS | P0 | Hospital Shah Alam, Selangor | ANESTESIOLOGI | WARMER BLOOD DRY HEAT TYPE | Therapeutic Basic | 10-447 | 1 | KKM/JKN/HSA/10-05-01/H/15/4266 | 4224 | 4224 | V10 | 2021-01-01
984 | BEMS | P0 | Hospital Shah Alam, Selangor | ANESTESIOLOGI | WARMER BLOOD DRY HEAT TYPE | Therapeutic Basic | 10-447 | 1 | KKM/JKN/HSA/10-05-01/H/15/4267 | 4224 | 4224 | V10 | 2021-01-01
985 | BEMS | P0 | Hospital Shah Alam, Selangor | ANESTESIOLOGI | WARMER BLOOD DRY HEAT TYPE | Therapeutic Basic | 10-447 | 1 | KKM/JKN/HSA/10-05-01/H/15/4268 | 4224 | 4224 | V10 | 2021-01-01
986 | BEMS | P0 | Hospital Shah Alam, Selangor | ANESTESIOLOGI | WARMER BLOOD DRY HEAT TYPE | Therapeutic Basic | 10-447 | 1 | KKM/JKN/HSA/10-05-01/H/15/4269 | 4224 | 4224 | V10 | 2021-01-01
987 | BEMS | P0 | Hospital Shah Alam, Selangor | ANESTESIOLOGI | WARMER BLOOD DRY HEAT TYPE | Therapeutic Basic | 10-447 | 1 | KKM/JKN/HSA/10-05-01/H/15/4270 | 4224 | 4224 | V10 | 2021-01-01
988 | BEMS | P0 | Hospital Shah Alam, Selangor | ANESTESIOLOGI | WARMER BLOOD DRY HEAT TYPE | Therapeutic Basic | 10-447 | 1 | KKM/JKN/HSA/10-05-01/H/15/4271 | 4224 | 4224 | V10 | 2021-01-01
989 | BEMS | P0 | Hospital Shah Alam, Selangor | ANESTESIOLOGI | WARMER BLOOD DRY HEAT TYPE | Therapeutic Basic | 10-447 | 1 | KKM/JKN/HSA/10-05-01/H/15/4272 | 4224 | 4224 | V10 | 2021-01-01
990 | BEMS | P0 | Hospital Shah Alam, Selangor | ANESTESIOLOGI | WARMER BLOOD DRY HEAT TYPE | Therapeutic Basic | 10-447 | 1 | KKM/JKN/HSA/10-05-01/H/15/4273 | 4224 | 4224 | V10 | 2021-01-01
991 | BEMS | P0 | Hospital Shah Alam, Selangor | OBSTETRIK & GINEKOLOGI | WARMER BLOOD DRY HEAT TYPE | Therapeutic Basic | 10-447 | 1 | KKM/JKN/HSA/10-05-01/H/15/4913 | 4224 | 4224 | V10 | 2021-01-01
992 | BEMS | P0 | Hospital Shah Alam, Selangor | OBSTETRIK & GINEKOLOGI | WARMER BLOOD DRY HEAT TYPE | Therapeutic Basic | 10-447 | 1 | KKM/JKN/HSA/10-05-01/H/15/4914 | 4224 | 4224 | V10 | 2021-01-01
993 | BEMS | P0 | Hospital Shah Alam, Selangor | OBSTETRIK & GINEKOLOGI | WARMER BLOOD DRY HEAT TYPE | Therapeutic Basic | 10-447 | 1 | KKM/JKN/HSA/10-05-01/H/15/5019 | 4224 | 4224 | V10 | 2021-01-01
994 | BEMS | P0 | Hospital Shah Alam, Selangor | OBSTETRIK & GINEKOLOGI | WARMER BLOOD DRY HEAT TYPE | Therapeutic Basic | 10-447 | 1 | KKM/JKN/HSA/10-05-01/H/15/5020 | 4224 | 4224 | V10 | 2021-01-01
995 | BEMS | P0 | Hospital Shah Alam, Selangor | OBSTETRIK & GINEKOLOGI | WARMER BLOOD DRY HEAT TYPE | Therapeutic Basic | 10-447 | 1 | KKM/JKN/HSA/10-05-01/H/15/5021 | 4224 | 4224 | V10 | 2021-01-01
996 | BEMS | P0 | Hospital Shah Alam, Selangor | PENGIMEJAN DAN DIAGNOSTIK | WARMER BLOOD DRY HEAT TYPE | Therapeutic Basic | 10-447 | 1 | KKM/JKN/HSA/10-05-01/H/15/5022 | 4224 | 4224 | V10 | 2021-01-01
997 | BEMS | P0 | Hospital Shah Alam, Selangor | KECEMASAN & TRAUMA | WARMER BLOOD DRY HEAT TYPE | Therapeutic Basic | 10-447 | 1 | KKM/JKN/HSA/10-05-01/H/15/5039 | 4224 | 4224 | V10 | 2021-01-01
998 | BEMS | P0 | Hospital Shah Alam, Selangor | OBSTETRIK & GINEKOLOGI | PUMP BREAST ELECTRIC | Therapeutic Basic | 10-485 | 1 | KKM/JKN/HSA/10-05-01/H/15/4207 | 12740 | 12740 | V10 | 2021-01-01
999 | BEMS | P0 | Hospital Shah Alam, Selangor | PEDIATRIK | PUMP BREAST ELECTRIC | Therapeutic Basic | 10-485 | 1 | KKM/JKN/HSA/10-05-01/H/15/4234 | 12740 | 12740 | V10 | 2021-01-01
1000 | BEMS | P0 | Hospital Shah Alam, Selangor | PEDIATRIK | PUMP BREAST ELECTRIC | Therapeutic Basic | 10-485 | 1 | KKM/JKN/HSA/10-05-01/H/15/4235 | 12740 | 12740 | V10 | 2021-01-01
1001 | BEMS | P0 | Hospital Shah Alam, Selangor | PERUBATAN AM | PUMP BREAST ELECTRIC | Therapeutic Basic | 10-485 | 1 | KKM/JKN/HSA/10-05-01/H/15/4236 | 12740 | 12740 | V10 | 2021-01-01
1002 | BEMS | P0 | Hospital Shah Alam, Selangor | OBSTETRIK & GINEKOLOGI | PUMP BREAST ELECTRIC | Therapeutic Basic | 10-485 | 1 | KKM/JKN/HSA/10-05-01/H/15/4845 | 12740 | 12740 | V10 | 2021-01-01
1003 | BEMS | P0 | Hospital Shah Alam, Selangor | PERUBATAN AM | PUMP ENTERAL FEEDING | Therapeutic Basic | 13-209 | 1 | KKM/JKN/HSA/10-05-01/H/15/1773 | 2975 | 2975 | V10 | 2021-01-01
1004 | BEMS | P0 | Hospital Shah Alam, Selangor | ANESTESIOLOGI | PUMP ENTERAL FEEDING | Therapeutic Basic | 13-209 | 1 | KKM/JKN/HSA/10-05-01/H/15/1774 | 2975 | 2975 | V10 | 2021-01-01
1005 | BEMS | P0 | Hospital Shah Alam, Selangor | ANESTESIOLOGI | PUMP ENTERAL FEEDING | Therapeutic Basic | 13-209 | 1 | KKM/JKN/HSA/10-05-01/H/15/1775 | 2975 | 2975 | V10 | 2021-01-01
1006 | BEMS | P0 | Hospital Shah Alam, Selangor | ANESTESIOLOGI | PUMP ENTERAL FEEDING | Therapeutic Basic | 13-209 | 1 | KKM/JKN/HSA/10-05-01/H/15/1776 | 2975 | 2975 | V10 | 2021-01-01
1007 | BEMS | P0 | Hospital Shah Alam, Selangor | ANESTESIOLOGI | PUMP ENTERAL FEEDING | Therapeutic Basic | 13-209 | 1 | KKM/JKN/HSA/10-05-01/H/15/1777 | 2975 | 2975 | V10 | 2021-01-01
1008 | BEMS | P0 | Hospital Shah Alam, Selangor | PERUBATAN AM | PUMP ENTERAL FEEDING | Therapeutic Basic | 13-209 | 1 | KKM/JKN/HSA/10-05-01/H/15/1803 | 2975 | 2975 | V10 | 2021-01-01
1009 | BEMS | P0 | Hospital Shah Alam, Selangor | PEDIATRIK | PUMP ENTERAL FEEDING | Therapeutic Basic | 13-209 | 1 | KKM/JKN/HSA/10-05-01/H/15/1806 | 2975 | 2975 | V10 | 2021-01-01
1010 | BEMS | P0 | Hospital Shah Alam, Selangor | PEMBEDAHAN AM | PUMP ENTERAL FEEDING | Therapeutic Basic | 13-209 | 1 | KKM/JKN/HSA/10-05-01/H/15/1808 | 2975 | 2975 | V10 | 2021-01-01
1011 | BEMS | P0 | Hospital Shah Alam, Selangor | PEMBEDAHAN AM | PUMP ENTERAL FEEDING | Therapeutic Basic | 13-209 | 1 | KKM/JKN/HSA/10-05-01/H/15/1814 | 2975 | 2975 | V10 | 2021-01-01
1012 | BEMS | P0 | Hospital Shah Alam, Selangor | ANESTESIOLOGI | RIPPLE MATTRESS W/MOTOR | Therapeutic Basic | 18-147 | 1 | KKM/JKN/HSA/10-05-01/H/15/2782 | 2800 | 2800 | V10 | 2021-01-01
1013 | BEMS | P0 | Hospital Shah Alam, Selangor | ANESTESIOLOGI | RIPPLE MATTRESS W/MOTOR | Therapeutic Basic | 18-147 | 1 | KKM/JKN/HSA/10-05-01/H/15/2783 | 2800 | 2800 | V10 | 2021-01-01
1014 | BEMS | P0 | Hospital Shah Alam, Selangor | ANESTESIOLOGI | RIPPLE MATTRESS W/MOTOR | Therapeutic Basic | 18-147 | 1 | KKM/JKN/HSA/10-05-01/H/15/2784 | 2800 | 2800 | V10 | 2021-01-01
1015 | BEMS | P0 | Hospital Shah Alam, Selangor | ANESTESIOLOGI | RIPPLE MATTRESS W/MOTOR | Therapeutic Basic | 18-147 | 1 | KKM/JKN/HSA/10-05-01/H/15/2785 | 2800 | 2800 | V10 | 2021-01-01
1016 | BEMS | P0 | Hospital Shah Alam, Selangor | ANESTESIOLOGI | RIPPLE MATTRESS W/MOTOR | Therapeutic Basic | 18-147 | 1 | KKM/JKN/HSA/10-05-01/H/15/2786 | 2800 | 2800 | V10 | 2021-01-01
1017 | BEMS | P0 | Hospital Shah Alam, Selangor | ANESTESIOLOGI | RIPPLE MATTRESS W/MOTOR | Therapeutic Basic | 18-147 | 1 | KKM/JKN/HSA/10-05-01/H/15/2787 | 2800 | 2800 | V10 | 2021-01-01
1018 | BEMS | P0 | Hospital Shah Alam, Selangor | ANESTESIOLOGI | RIPPLE MATTRESS W/MOTOR | Therapeutic Basic | 18-147 | 1 | KKM/JKN/HSA/10-05-01/H/15/2788 | 2800 | 2800 | V10 | 2021-01-01
1019 | BEMS | P0 | Hospital Shah Alam, Selangor | ANESTESIOLOGI | RIPPLE MATTRESS W/MOTOR | Therapeutic Basic | 18-147 | 1 | KKM/JKN/HSA/10-05-01/H/15/2789 | 2800 | 2800 | V10 | 2021-01-01
1020 | BEMS | P0 | Hospital Shah Alam, Selangor | ANESTESIOLOGI | RIPPLE MATTRESS W/MOTOR | Therapeutic Basic | 18-147 | 1 | KKM/JKN/HSA/10-05-01/H/15/2790 | 2800 | 2800 | V10 | 2021-01-01
1021 | BEMS | P0 | Hospital Shah Alam, Selangor | ANESTESIOLOGI | RIPPLE MATTRESS W/MOTOR | Therapeutic Basic | 18-147 | 1 | KKM/JKN/HSA/10-05-01/H/15/2791 | 2800 | 2800 | V10 | 2021-01-01
1022 | BEMS | P0 | Hospital Shah Alam, Selangor | PERUBATAN AM | RIPPLE MATTRESS W/MOTOR | Therapeutic Basic | 18-147 | 1 | KKM/JKN/HSA/10-05-01/H/15/2792 | 2800 | 2800 | V10 | 2021-01-01
1023 | BEMS | P0 | Hospital Shah Alam, Selangor | PERUBATAN AM | RIPPLE MATTRESS W/MOTOR | Therapeutic Basic | 18-147 | 1 | KKM/JKN/HSA/10-05-01/H/15/2793 | 2800 | 2800 | V10 | 2021-01-01
1024 | BEMS | P0 | Hospital Shah Alam, Selangor | PERUBATAN AM | RIPPLE MATTRESS W/MOTOR | Therapeutic Basic | 18-147 | 1 | KKM/JKN/HSA/10-05-01/H/15/2794 | 2800 | 2800 | V10 | 2021-01-01
1025 | BEMS | P0 | Hospital Shah Alam, Selangor | OBSTETRIK & GINEKOLOGI | RIPPLE MATTRESS W/MOTOR | Therapeutic Basic | 18-147 | 1 | KKM/JKN/HSA/10-05-01/H/15/2795 | 2800 | 2800 | V10 | 2021-01-01
1026 | BEMS | P0 | Hospital Shah Alam, Selangor | OBSTETRIK & GINEKOLOGI | RIPPLE MATTRESS W/MOTOR | Therapeutic Basic | 18-147 | 1 | KKM/JKN/HSA/10-05-01/H/15/2796 | 2800 | 2800 | V10 | 2021-01-01
1027 | BEMS | P0 | Hospital Shah Alam, Selangor | ORTHOPEDIK | RIPPLE MATTRESS W/MOTOR | Therapeutic Basic | 18-147 | 1 | KKM/JKN/HSA/10-05-01/H/15/2797 | 2800 | 2800 | V10 | 2021-01-01
1028 | BEMS | P0 | Hospital Shah Alam, Selangor | PEMBEDAHAN AM | RIPPLE MATTRESS W/MOTOR | Therapeutic Basic | 18-147 | 1 | KKM/JKN/HSA/10-05-01/H/15/2798 | 2800 | 2800 | V10 | 2021-01-01
1029 | BEMS | P0 | Hospital Shah Alam, Selangor | PEMBEDAHAN AM | RIPPLE MATTRESS W/MOTOR | Therapeutic Basic | 18-147 | 1 | KKM/JKN/HSA/10-05-01/H/15/2799 | 2800 | 2800 | V10 | 2021-01-01
1030 | BEMS | P0 | Hospital Shah Alam, Selangor | PERUBATAN AM | RIPPLE MATTRESS W/MOTOR | Therapeutic Basic | 18-147 | 1 | KKM/JKN/HSA/10-05-01/H/15/2800 | 2800 | 2800 | V10 | 2021-01-01
1031 | BEMS | P0 | Hospital Shah Alam, Selangor | ANESTESIOLOGI | RIPPLE MATTRESS W/MOTOR | Therapeutic Basic | 18-147 | 1 | KKM/JKN/HSA/10-05-01/H/15/4288 | 2800 | 2800 | V10 | 2021-01-01
1032 | BEMS | P0 | Hospital Shah Alam, Selangor | PERUBATAN AM | SPIROMETER | Diagnostic Intermediate | 13-680 | 1 | KKM/JKN/HSA/10-05-01/H/15/968 | 8880 | 8880 | V10 | 2021-01-01
1033 | BEMS | P0 | Hospital Shah Alam, Selangor | REHABILITASI | SPIROMETER | Diagnostic Intermediate | 13-680 | 1 | KKM/JKN/HSA/10-05-01/H/15/969 | 8880 | 8880 | V10 | 2021-01-01
1034 | BEMS | P0 | Hospital Shah Alam, Selangor | PERUBATAN AM | SPIROMETER | Diagnostic Intermediate | 13-680 | 1 | KKM/JKN/HSA/10-05-01/H/15/970 | 8880 | 8880 | V10 | 2021-01-01
1035 | BEMS | P0 | Hospital Shah Alam, Selangor | REHABILITASI | SPIROMETER W/RECORDER | Diagnostic Intermediate | 13-680 | 1 | KKM/JKN/HSA/10-05-01/H/15/973 | 10290 | 10290 | V10 | 2021-01-01
1036 | BEMS | P0 | Hospital Shah Alam, Selangor | PERUBATAN AM | SPIROMETER W/RECORDER | Diagnostic Intermediate | 13-680 | 1 | KKM/JKN/HSA/10-05-01/H/15/976 | 10290 | 10290 | V10 | 2021-01-01
1037 | BEMS | P0 | Hospital Shah Alam, Selangor | ANESTESIOLOGI | INTERMITTENT PNEUMATIC COMPRESSION SYSTEM/DVT PUMP (KENDALL/SCD EXPRESS) / VESOFLOW/ VF500 | Therapeutic Basic | 10-969 | 1 | KKM/JKN/HSA/10-05-01/H/15/188 | 10000 | 10000 | V10 | 2021-01-01
1038 | BEMS | P0 | Hospital Shah Alam, Selangor | ANESTESIOLOGI | INTERMITTENT PNEUMATIC COMPRESSION SYSTEM/DVT PUMP (KENDALL/SCD EXPRESS) / VESOFLOW/ VF500 | Therapeutic Basic | 10-969 | 1 | KKM/JKN/HSA/10-05-01/H/15/187 | 10000 | 10000 | V10 | 2021-01-01
1039 | BEMS | P0 | Hospital Shah Alam, Selangor | ORTHOPEDIK | VENAFLOW (DVT PUMP) | Therapeutic Basic | 10-969 | 1 | KKM/JKN/HSA/10-05-01/H/16/32 | 3800 | 3800 | V10 | 2021-01-01
1040 | BEMS | P0 | Hospital Shah Alam, Selangor | ORTHOPEDIK | VENAFLOW (DVT PUMP) | Therapeutic Basic | 10-969 | 1 | KKM/JKN/HSA/10-05-01/H/16/33 | 3800 | 3800 | V10 | 2021-01-01
1041 | BEMS | P0 | Hospital Shah Alam, Selangor | ORTHOPEDIK | MACHINE CPM KNEE | Therapeutic Basic | 11-631 | 1 | KKM/JKN/HSA/10-05-01/H/16/111 | 18620 | 18620 | V10 | 2021-01-01
1042 | BEMS | P0 | Hospital Shah Alam, Selangor | ANESTESIOLOGI | INTERMITTENT PNEUMATIC COMPRESSION SYSTEM/DVT PUMP (KENDALL) | Therapeutic Basic | 10-969 | 1 | KKM/JKN/HSA/10-05-01/H/16/72 | 8805 | 8805 | V10 | 2021-01-01
1043 | BEMS | P0 | Hospital Shah Alam, Selangor | ANESTESIOLOGI | INTERMITTENT PNEUMATIC COMPRESSION SYSTEM/DVT PUMP (KENDALL) | Therapeutic Basic | 10-969 | 1 | KKM/JKN/HSA/10-05-01/H/16/73 | 8805 | 8805 | V10 | 2021-01-01
1044 | BEMS | P0 | Hospital Shah Alam, Selangor | ANESTESIOLOGI | INTERMITTENT PNEUMATIC COMPRESSION SYSTEM/DVT PUMP (KENDALL) | Therapeutic Basic | 10-969 | 1 | KKM/JKN/HSA/10-05-01/H/16/74 | 8805 | 8805 | V10 | 2021-01-01
1045 | BEMS | P0 | Hospital Shah Alam, Selangor | ANESTESIOLOGI | INTERMITTENT PNEUMATIC COMPRESSION SYSTEM/DVT PUMP (KENDALL) | Therapeutic Basic | 10-969 | 1 | KKM/JKN/HSA/10-05-01/H/16/75 | 8805 | 8805 | V10 | 2021-01-01
1046 | BEMS | P0 | Hospital Shah Alam, Selangor | ANESTESIOLOGI | INTERMITTENT PNEUMATIC COMPRESSION SYSTEM/DVT PUMP (KENDALL) | Therapeutic Basic | 10-969 | 1 | KKM/JKN/HSA/10-05-01/H/16/76 | 8805 | 8805 | V10 | 2021-01-01
1047 | BEMS | P0 | Hospital Shah Alam, Selangor | ANESTESIOLOGI | INTERMITTENT PNEUMATIC COMPRESSION SYSTEM/DVT PUMP (KENDALL) | Therapeutic Basic | 10-969 | 1 | KKM/JKN/HSA/10-05-01/H/16/77 | 8805 | 8805 | V10 | 2021-01-01
1048 | BEMS | P0 | Hospital Shah Alam, Selangor | ANESTESIOLOGI | INTERMITTENT PNEUMATIC COMPRESSION SYSTEM/DVT PUMP (KENDALL) | Therapeutic Basic | 10-969 | 1 | KKM/JKN/HSA/10-05-01/H/16/78 | 8805 | 8805 | V10 | 2021-01-01
1049 | BEMS | P0 | Hospital Shah Alam, Selangor | ANESTESIOLOGI | INTERMITTENT PNEUMATIC COMPRESSION SYSTEM/DVT PUMP (KENDALL) | Therapeutic Basic | 10-969 | 1 | KKM/JKN/HSA/10-05-01/H/16/79 | 8805 | 8805 | V10 | 2021-01-01
1050 | BEMS | P0 | Hospital Shah Alam, Selangor | ANESTESIOLOGI | INTERMITTENT PNEUMATIC COMPRESSION SYSTEM/DVT PUMP (KENDALL) | Therapeutic Basic | 10-969 | 1 | KKM/JKN/HSA/10-05-01/H/16/80 | 8805 | 8805 | V10 | 2021-01-01
1051 | BEMS | P0 | Hospital Shah Alam, Selangor | ANESTESIOLOGI | INTERMITTENT PNEUMATIC COMPRESSION SYSTEM/DVT PUMP (KENDALL) | Therapeutic Basic | 10-969 | 1 | KKM/JKN/HSA/10-05-01/H/16/81 | 8805 | 8805 | V10 | 2021-01-01
1052 | BEMS | P0 | Hospital Shah Alam, Selangor | PATOLOGI | BATH DRY WITH TEST TUBE BLOCKS | Therapeutic Basic | 15-105 | 1 | KKM/JKN/HSA/10-05-01/H/15/4019 | 4600 | 4600 | V10 | 2021-01-01
1053 | BEMS | P0 | Hospital Shah Alam, Selangor | PATOLOGI | BATH PARAFFIN SECTION MOUNTING | Laboratory Basic | 16-861 | 1 | KKM/JKN/HSA/10-05-01/H/15/4005 | 2900 | 2900 | V10 | 2021-01-01
1054 | BEMS | P0 | Hospital Shah Alam, Selangor | PATOLOGI | BATH WATER 14L CAP 0 - 150C | Laboratory Basic | 16-861 | 1 | KKM/JKN/HSA/10-05-01/H/15/4002 | 2730 | 2730 | V10 | 2021-01-01
1055 | BEMS | P0 | Hospital Shah Alam, Selangor | PATOLOGI | BATH WATER 14L CAP 0 - 150C | Laboratory Basic | 16-861 | 1 | KKM/JKN/HSA/10-05-01/H/15/4004 | 2730 | 2730 | V10 | 2021-01-01
1056 | BEMS | P0 | Hospital Shah Alam, Selangor | PATOLOGI | THAWING UNIT THERMAL | Therapeutic Basic | 16-795 | 1 | KKM/JKN/HSA/10-05-01/H/15/4007 | 14279 | 14279 | V10 | 2021-01-01
1057 | BEMS | P0 | Hospital Shah Alam, Selangor | PATOLOGI | SLIDE WARMER 30 TO 60 C | Laboratory Basic | 16-861 | 1 | KKM/JKN/HSA/10-05-01/H/15/3942 | 2800 | 2800 | V10 | 2021-01-01
1058 | BEMS | P0 | Hospital Shah Alam, Selangor | PATOLOGI | SLIDE WARMER 30 TO 60 C | Laboratory Basic | 16-861 | 1 | KKM/JKN/HSA/10-05-01/H/15/3943 | 2800 | 2800 | V10 | 2021-01-01
1059 | BEMS | P0 | Hospital Shah Alam, Selangor | PATOLOGI | SLIDE WARMER 30 TO 60 C | Laboratory Basic | 16-861 | 1 | KKM/JKN/HSA/10-05-01/H/15/3944 | 2800 | 2800 | V10 | 2021-01-01
1060 | BEMS | P0 | Hospital Shah Alam, Selangor | PATOLOGI | WARMER WAX HISTO | Therapeutic Basic | 88-040 | 1 | KKM/JKN/HSA/10-05-01/H/15/3940 | 10000 | 10000 | V10 | 2021-01-01
1061 | BEMS | P0 | Hospital Shah Alam, Selangor | PATOLOGI | HOMOGENIZER | Laboratory Intermediate | 15-304 | 1 | KKM/JKN/HSA/10-05-01/H/16/6 | 2500 | 2500 | V10 | 2021-01-01
1062 | BEMS | P0 | Hospital Shah Alam, Selangor | PATOLOGI | HOMOGENIZER | Laboratory Intermediate | 15-304 | 1 | KKM/JKN/HSA/10-05-01/H/16/7 | 2500 | 2500 | V10 | 2021-01-01
1063 | BEMS | P0 | Hospital Shah Alam, Selangor | FARMASI | HOT PLATE | Laboratory Basic | 16-287 | 1 | KKM/JKN/HSA/10-05-01/H/16/25 | 3990 | 3990 | V10 | 2021-01-01
1064 | BEMS | P0 | Hospital Shah Alam, Selangor | FARMASI | HOMOGENIZER | Laboratory Intermediate | 15-304 | 1 | KKM/JKN/HSA/10-05-01/H/16/55 | 17200 | 17200 | V10 | 2021-01-01
1065 | BEMS | P0 | Hospital Shah Alam, Selangor | FARMASI | HOMOGENIZER | Laboratory Intermediate | 15-304 | 1 | KKM/JKN/HSA/10-05-01/H/16/104 | 17200 | 17200 | V10 | 2021-01-01
1066 | BEMS | P0 | Hospital Shah Alam, Selangor | PEMBEDAHAN MULUT | DIGITAL NITROUS OXIDE SEDATION | Therapeutic Basic | 16-953 | 1 | KKM/JKN/HSA/10-05-01/H/16/52 | 28000 | 28000 | V10 | 2021-01-01
1067 | BEMS | P0 | Hospital Shah Alam, Selangor | KECEMASAN DAN TRAUMA | BLOOD WARMER DRY (WARM ON TUBING) | Therapeutic Basic | 10-447 | 1 | KKM/JKN/HSA/10-05-01/H/15/5034 | 18304 | 18304 | V10 | 2021-01-01
1068 | BEMS | P0 | Hospital Shah Alam, Selangor | KECEMASAN DAN TRAUMA | BLOOD WARMER DRY (WARM ON TUBING) | Therapeutic Basic | 10-447 | 1 | KKM/JKN/HSA/10-05-01/H/15/5035 | 18304 | 18304 | V10 | 2021-01-01
1069 | BEMS | P0 | Hospital Shah Alam, Selangor | KECEMASAN DAN TRAUMA | BLOOD WARMER DRY (WARM ON TUBING) | Therapeutic Basic | 10-447 | 1 | KKM/JKN/HSA/10-05-01/H/15/5036 | 18304 | 18304 | V10 | 2021-01-01
1070 | BEMS | P0 | Hospital Shah Alam, Selangor | OBSTETRIK & GINEKOLOGI | WARMER BLOOD WATER TYPE | Therapeutic Basic | 10-447 | 1 | KKM/JKN/HSA/10-05-01/H/15/5027 | 10639.2 | 10639.2 | V10 | 2021-01-01
1071 | BEMS | P0 | Hospital Shah Alam, Selangor | OBSTETRIK & GINEKOLOGI | WARMER BLOOD WATER TYPE | Therapeutic Basic | 10-447 | 1 | KKM/JKN/HSA/10-05-01/H/15/5028 | 10639.2 | 10639.2 | V10 | 2021-01-01
1072 | BEMS | P0 | Hospital Shah Alam, Selangor | KECEMASAN DAN TRAUMA | WARMER BLOOD WATER TYPE | Therapeutic Basic | 10-447 | 1 | KKM/JKN/HSA/10-05-01/H/15/5037 | 10639.2 | 10639.2 | V10 | 2021-01-01
1073 | BEMS | P0 | Hospital Shah Alam, Selangor | KECEMASAN DAN TRAUMA | WARMER BLOOD WATER TYPE | Therapeutic Basic | 10-447 | 1 | KKM/JKN/HSA/10-05-01/H/15/5038 | 10639.2 | 10639.2 | V10 | 2021-01-01
1074 | BEMS | P0 | Hospital Shah Alam, Selangor | ANESTESIOLOGI | INFUSOR HIGH SPEED (RAPID) | Therapeutic Basic | 10-447 | 1 | KKM/JKN/HSA/10-05-01/H/15/954 | 8800 | 8800 | V10 | 2021-01-01
1075 | BEMS | P0 | Hospital Shah Alam, Selangor | OFTALMOLOGI | CRYO UNIT OPHTHALMIC CYLINDER MTD | Therapeutic Intermediate | 11-068 | 1 | KKM/JKN/HSA/10-05-01/H/15/4122 | 58000 | 58000 | V10 | 2021-01-01
1076 | BEMS | P0 | Hospital Shah Alam, Selangor | PEMBEDAHAN MULUT | CRYO SURGICAL UNIT (LIQUID NITROGEN) | Therapeutic Intermediate | 11-067 | 1 | KKM/JKN/HSA/10-05-01/H/15/449 | 51000 | 51000 | V10 | 2021-01-01
1077 | BEMS | P0 | Hospital Shah Alam, Selangor | ANESTESIOLOGI | SMOKE EVACUATOR | Diagnostic Intermediate | 16-262 | 1 | KKM/JKN/HSA/10-05-01/H/15/434 | 21000 | 21000 | V10 | 2021-01-01
1078 | BEMS | P0 | Hospital Shah Alam, Selangor | OFTALMOLOGI | VITRECTOMY MICRO UNIT ANT/POST | Therapeutic High | 17-596 | 1 | KKM/JKN/HSA/10-05-01/H/15/5058 | 283400 | 283400 | V10 | 2021-01-01
1079 | BEMS | P0 | Hospital Shah Alam, Selangor | OFTALMOLOGI | KOMPUTER MEJA (SPECTRALIS VIEWING TERMINAL) | Therapeutic Basic | 18-191 | 1 | KKM/JKN/HSA/10-05-01/H/16/114 | 36000 | 36000 | V10 | 2021-01-01
1080 | BEMS | P0 | Hospital Shah Alam, Selangor | REHABILITASI | TREADMILL MOTORISED | Diagnostic Basic | 14-141 | 1 | KKM/JKN/HSA/10-05-01/H/15/1366 | 7281 | 7281 | V10 | 2021-01-01
1081 | BEMS | P0 | Hospital Shah Alam, Selangor | REHABILITASI | ACCUPUNCTURE UNIT ELECTRO | Therapeutic Intermediate | 13-775 | 1 | KKM/JKN/HSA/10-05-01/H/15/2547 | 9465 | 9465 | V10 | 2021-01-01
1082 | BEMS | P0 | Hospital Shah Alam, Selangor | REHABILITASI | INTERFERENTIAL THERAPY W/SUCTION | Therapeutic Intermediate | 13-782 | 1 | KKM/JKN/HSA/10-05-01/H/15/2548 | 14010 | 14010 | V10 | 2021-01-01
1083 | BEMS | P0 | Hospital Shah Alam, Selangor | REHABILITASI | STIMULATOR TRANSCUTANEOUS NERVE | Therapeutic Intermediate | 13-775 | 1 | KKM/JKN/HSA/10-05-01/R/15/16749 | 949 | 949 | V10 | 2021-01-01
1084 | BEMS | P0 | Hospital Shah Alam, Selangor | REHABILITASI | STIMULATOR TRANSCUTANEOUS NERVE | Therapeutic Intermediate | 13-775 | 1 | KKM/JKN/HSA/10-05-01/R/15/16750 | 949 | 949 | V10 | 2021-01-01
1085 | BEMS | P0 | Hospital Shah Alam, Selangor | REHABILITASI | BATH WAX | Therapeutic Basic | 12-956 | 1 | KKM/JKN/HSA/10-05-01/H/15/2522 | 3275 | 3275 | V10 | 2021-01-01
1086 | BEMS | P0 | Hospital Shah Alam, Selangor | REHABILITASI | BATH WAX | Therapeutic Basic | 12-956 | 1 | KKM/JKN/HSA/10-05-01/H/15/2523 | 3272 | 3272 | V10 | 2021-01-01
1087 | BEMS | P0 | Hospital Shah Alam, Selangor | OBSTETRIK & GINEKOLOGI | INFUSOR PRESSURE | Therapeutic Basic | 13-100 | 1 | KKM/JKN/HSA/10-05-01/R/15/17211 | 611 | 611 | V10 | 2021-01-01
1088 | BEMS | P0 | Hospital Shah Alam, Selangor | OBSTETRIK & GINEKOLOGI | INFUSOR PRESSURE | Therapeutic Basic | 13-100 | 1 | KKM/JKN/HSA/10-05-01/R/15/17212 | 611 | 611 | V10 | 2021-01-01
1089 | BEMS | P0 | Hospital Shah Alam, Selangor | ORTHOPEDIK | NEBULISER | Therapeutic Basic | 12-716 | 1 | KKM/JKN/HSA/10-05-01/R/15/15951 | 1950 | 1950 | V10 | 2021-01-01
1090 | BEMS | P0 | Hospital Shah Alam, Selangor | OBSTETRIK & GINEKOLOGI | NEBULISER | Therapeutic Basic | 12-716 | 1 | KKM/JKN/HSA/10-05-01/R/15/16149 | 1950 | 1950 | V10 | 2021-01-01
1091 | BEMS | P0 | Hospital Shah Alam, Selangor | ORTHOPEDIK | NEBULISER | Therapeutic Basic | 12-716 | 1 | KKM/JKN/HSA/10-05-01/R/15/16150 | 1950 | 1950 | V10 | 2021-01-01
1092 | BEMS | P0 | Hospital Shah Alam, Selangor | PEDIATRIK | NEBULISER | Therapeutic Basic | 12-716 | 1 | KKM/JKN/HSA/10-05-01/R/15/16151 | 1950 | 1950 | V10 | 2021-01-01
1093 | BEMS | P0 | Hospital Shah Alam, Selangor | PEDIATRIK | NEBULISER | Therapeutic Basic | 12-716 | 1 | KKM/JKN/HSA/10-05-01/R/15/16152 | 1950 | 1950 | V10 | 2021-01-01
1094 | BEMS | P0 | Hospital Shah Alam, Selangor | PEDIATRIK | NEBULISER | Therapeutic Basic | 12-716 | 1 | KKM/JKN/HSA/10-05-01/R/15/16153 | 1950 | 1950 | V10 | 2021-01-01
1095 | BEMS | P0 | Hospital Shah Alam, Selangor | PEDIATRIK | NEBULISER | Therapeutic Basic | 12-716 | 1 | KKM/JKN/HSA/10-05-01/R/15/16154 | 1950 | 1950 | V10 | 2021-01-01
1096 | BEMS | P0 | Hospital Shah Alam, Selangor | PEDIATRIK | NEBULISER | Therapeutic Basic | 12-716 | 1 | KKM/JKN/HSA/10-05-01/R/15/16155 | 1950 | 1950 | V10 | 2021-01-01
1097 | BEMS | P0 | Hospital Shah Alam, Selangor | PEMBEDAHAN AM | NEBULISER | Therapeutic Basic | 12-716 | 1 | KKM/JKN/HSA/10-05-01/R/15/16156 | 1950 | 1950 | V10 | 2021-01-01
1098 | BEMS | P0 | Hospital Shah Alam, Selangor | PEMBEDAHAN AM | NEBULISER | Therapeutic Basic | 12-716 | 1 | KKM/JKN/HSA/10-05-01/R/15/16157 | 1950 | 1950 | V10 | 2021-01-01
1099 | BEMS | P0 | Hospital Shah Alam, Selangor | PEMBEDAHAN AM | NEBULISER | Therapeutic Basic | 12-716 | 1 | KKM/JKN/HSA/10-05-01/R/15/16158 | 1950 | 1950 | V10 | 2021-01-01
1100 | BEMS | P0 | Hospital Shah Alam, Selangor | PEMBEDAHAN AM | NEBULISER | Therapeutic Basic | 12-716 | 1 | KKM/JKN/HSA/10-05-01/R/15/16159 | 1950 | 1950 | V10 | 2021-01-01
1101 | BEMS | P0 | Hospital Shah Alam, Selangor | PEMBEDAHAN AM | NEBULISER | Therapeutic Basic | 12-716 | 1 | KKM/JKN/HSA/10-05-01/R/15/16160 | 1950 | 1950 | V10 | 2021-01-01
1102 | BEMS | P0 | Hospital Shah Alam, Selangor | PEMBEDAHAN AM | NEBULISER | Therapeutic Basic | 12-716 | 1 | KKM/JKN/HSA/10-05-01/R/15/16161 | 1950 | 1950 | V10 | 2021-01-01
1103 | BEMS | P0 | Hospital Shah Alam, Selangor | PEMBEDAHAN AM | NEBULISER | Therapeutic Basic | 12-716 | 1 | KKM/JKN/HSA/10-05-01/R/15/16162 | 1950 | 1950 | V10 | 2021-01-01
1104 | BEMS | P0 | Hospital Shah Alam, Selangor | PEMBEDAHAN AM | NEBULISER | Therapeutic Basic | 12-716 | 1 | KKM/JKN/HSA/10-05-01/R/15/16163 | 1950 | 1950 | V10 | 2021-01-01
1105 | BEMS | P0 | Hospital Shah Alam, Selangor | PEMBEDAHAN AM | NEBULISER | Therapeutic Basic | 12-716 | 1 | KKM/JKN/HSA/10-05-01/R/15/16164 | 1950 | 1950 | V10 | 2021-01-01
1106 | BEMS | P0 | Hospital Shah Alam, Selangor | PEMBEDAHAN AM | NEBULISER | Therapeutic Basic | 12-716 | 1 | KKM/JKN/HSA/10-05-01/R/15/16165 | 1950 | 1950 | V10 | 2021-01-01
1107 | BEMS | P0 | Hospital Shah Alam, Selangor | PEMBEDAHAN AM | NEBULISER | Therapeutic Basic | 12-716 | 1 | KKM/JKN/HSA/10-05-01/R/15/16166 | 1950 | 1950 | V10 | 2021-01-01
1108 | BEMS | P0 | Hospital Shah Alam, Selangor | ANESTESIOLOGI | NEBULISER | Therapeutic Basic | 12-716 | 1 | KKM/JKN/HSA/10-05-01/R/15/16167 | 1950 | 1950 | V10 | 2021-01-01
1109 | BEMS | P0 | Hospital Shah Alam, Selangor | ANESTESIOLOGI | NEBULISER | Therapeutic Basic | 12-716 | 1 | KKM/JKN/HSA/10-05-01/R/15/16168 | 1950 | 1950 | V10 | 2021-01-01
1110 | BEMS | P0 | Hospital Shah Alam, Selangor | PERUBATAN AM | NEBULISER | Therapeutic Basic | 12-716 | 1 | KKM/JKN/HSA/10-05-01/R/15/16169 | 1950 | 1950 | V10 | 2021-01-01
1111 | BEMS | P0 | Hospital Shah Alam, Selangor | PERUBATAN AM | NEBULISER | Therapeutic Basic | 12-716 | 1 | KKM/JKN/HSA/10-05-01/R/15/16170 | 1950 | 1950 | V10 | 2021-01-01
1112 | BEMS | P0 | Hospital Shah Alam, Selangor | PERUBATAN AM | NEBULISER | Therapeutic Basic | 12-716 | 1 | KKM/JKN/HSA/10-05-01/R/15/16171 | 1950 | 1950 | V10 | 2021-01-01
1113 | BEMS | P0 | Hospital Shah Alam, Selangor | PERUBATAN AM | NEBULISER | Therapeutic Basic | 12-716 | 1 | KKM/JKN/HSA/10-05-01/R/15/16172 | 1950 | 1950 | V10 | 2021-01-01
1114 | BEMS | P0 | Hospital Shah Alam, Selangor | PERUBATAN AM | NEBULISER | Therapeutic Basic | 12-716 | 1 | KKM/JKN/HSA/10-05-01/R/15/16173 | 1950 | 1950 | V10 | 2021-01-01
1115 | BEMS | P0 | Hospital Shah Alam, Selangor | PERUBATAN AM | NEBULISER | Therapeutic Basic | 12-716 | 1 | KKM/JKN/HSA/10-05-01/R/15/16174 | 1950 | 1950 | V10 | 2021-01-01
1116 | BEMS | P0 | Hospital Shah Alam, Selangor | PERUBATAN AM | NEBULISER | Therapeutic Basic | 12-716 | 1 | KKM/JKN/HSA/10-05-01/R/15/16175 | 1950 | 1950 | V10 | 2021-01-01
1117 | BEMS | P0 | Hospital Shah Alam, Selangor | PERUBATAN AM | NEBULISER | Therapeutic Basic | 12-716 | 1 | KKM/JKN/HSA/10-05-01/R/15/16176 | 1950 | 1950 | V10 | 2021-01-01
1118 | BEMS | P0 | Hospital Shah Alam, Selangor | PERUBATAN AM | NEBULISER | Therapeutic Basic | 12-716 | 1 | KKM/JKN/HSA/10-05-01/R/15/16177 | 1950 | 1950 | V10 | 2021-01-01
1119 | BEMS | P0 | Hospital Shah Alam, Selangor | PERUBATAN AM | NEBULISER | Therapeutic Basic | 12-716 | 1 | KKM/JKN/HSA/10-05-01/R/15/16178 | 1950 | 1950 | V10 | 2021-01-01
1120 | BEMS | P0 | Hospital Shah Alam, Selangor | PERUBATAN AM | NEBULISER | Therapeutic Basic | 12-716 | 1 | KKM/JKN/HSA/10-05-01/R/15/16179 | 1950 | 1950 | V10 | 2021-01-01
1121 | BEMS | P0 | Hospital Shah Alam, Selangor | PERUBATAN AM | NEBULISER | Therapeutic Basic | 12-716 | 1 | KKM/JKN/HSA/10-05-01/R/15/16180 | 1950 | 1950 | V10 | 2021-01-01
1122 | BEMS | P0 | Hospital Shah Alam, Selangor | PERUBATAN AM | NEBULISER | Therapeutic Basic | 12-716 | 1 | KKM/JKN/HSA/10-05-01/R/15/16181 | 1950 | 1950 | V10 | 2021-01-01
1123 | BEMS | P0 | Hospital Shah Alam, Selangor | PERUBATAN AM | NEBULISER | Therapeutic Basic | 12-716 | 1 | KKM/JKN/HSA/10-05-01/R/15/16182 | 1950 | 1950 | V10 | 2021-01-01
1124 | BEMS | P0 | Hospital Shah Alam, Selangor | PERUBATAN AM | NEBULISER | Therapeutic Basic | 12-716 | 1 | KKM/JKN/HSA/10-05-01/R/15/16183 | 1950 | 1950 | V10 | 2021-01-01
1125 | BEMS | P0 | Hospital Shah Alam, Selangor | PERUBATAN AM | NEBULISER | Therapeutic Basic | 12-716 | 1 | KKM/JKN/HSA/10-05-01/R/15/16184 | 1950 | 1950 | V10 | 2021-01-01
1126 | BEMS | P0 | Hospital Shah Alam, Selangor | KECEMASAN DAN TRAUMA | NEBULISER COMPRESSOR | Therapeutic Basic | 12-716 | 1 | KKM/JKN/HSA/10-05-01/R/15/17037 | 1950 | 1950 | V10 | 2021-01-01
1127 | BEMS | P0 | Hospital Shah Alam, Selangor | KECEMASAN DAN TRAUMA | NEBULISER COMPRESSOR | Therapeutic Basic | 12-716 | 1 | KKM/JKN/HSA/10-05-01/R/15/17038 | 1950 | 1950 | V10 | 2021-01-01
1128 | BEMS | P0 | Hospital Shah Alam, Selangor | KECEMASAN DAN TRAUMA | NEBULISER COMPRESSOR | Therapeutic Basic | 12-716 | 1 | KKM/JKN/HSA/10-05-01/R/15/17039 | 1950 | 1950 | V10 | 2021-01-01
1129 | BEMS | P0 | Hospital Shah Alam, Selangor | KECEMASAN DAN TRAUMA | NEBULISER COMPRESSOR | Therapeutic Basic | 12-716 | 1 | KKM/JKN/HSA/10-05-01/R/15/17040 | 1950 | 1950 | V10 | 2021-01-01
1130 | BEMS | P0 | Hospital Shah Alam, Selangor | PENGIMEJAN DAN DIAGNOSTIK | BOTTLE WARMER (GEL WARMER ULTRASOUND) | Therapeutic Basic | 14-263 | 1 | KKM/JKN/HSA/10-05-01/H/16/161 | 2500 | 2500 | V10 | 2021-01-01
1131 | BEMS | P0 | Hospital Shah Alam, Selangor | PENGIMEJAN DAN DIAGNOSTIK | BOTTLE WARMER (GEL WARMER ULTRASOUND) | Therapeutic Basic | 14-263 | 1 | KKM/JKN/HSA/10-05-01/H/16/162 | 2500 | 2500 | V10 | 2021-01-01
1132 | BEMS | P0 | Hospital Shah Alam, Selangor | REHABILITASI | SPIROMETER VOLUMETRIC INCENTIVE (VITALOGRAPH SPIROMETER) | Diagnostic Intermediate | 13-680 | 1 | KKM/JKN/HSA/10-05-01/H/15/957 | 8900 | 8900 | V10 | 2021-01-01
1133 | BEMS | P0 | Hospital Shah Alam, Selangor | NEFROLOGI | HAEMODIAFILTRATION SYSTEM | Therapeutic Intermediate | 15-039 | 1 | KKM/JKN/HSA/10-05-01/H/15/1652 | 50000 | 50000 | V10 | 2021-01-01
1134 | BEMS | P0 | Hospital Shah Alam, Selangor | NEFROLOGI | HAEMODIAFILTRATION SYSTEM | Therapeutic Intermediate | 15-039 | 1 | KKM/JKN/HSA/10-05-01/H/15/1653 | 50000 | 50000 | V10 | 2021-01-01
1135 | BEMS | P0 | Hospital Shah Alam, Selangor | NEFROLOGI | HAEMODIAFILTRATION SYSTEM | Therapeutic Intermediate | 15-039 | 1 | KKM/JKN/HSA/10-05-01/H/15/1654 | 50000 | 50000 | V10 | 2021-01-01
1136 | BEMS | P0 | Hospital Shah Alam, Selangor | REHABILITASI | NEUROMUSCULAR STIMULATORS | Therapeutic Intermediate | 13-775 | 1 | KKM/JKN/HSA/10-05-01/R/15/7440 | 728 | 728 | V10 | 2021-01-01
1137 | BEMS | P0 | Hospital Shah Alam, Selangor | BEDAH MULUT | HANDPIECE MAINTENANCE EQUIPMENT | Therapeutic Basic | 88-027 | 1 | KKM/JKN/HSA/10-05-01/H/15/4214 | 12000 | 12000 | V10 | 2021-01-01
1138 | BEMS | P0 | Hospital Shah Alam, Selangor | ANESTESIOLOGI | VENTILATOR INTENSIVE CARE(ICU) | Therapeutic Intermediate | 17-429 | 1 | KKM/JKN/HSA/10-05-01/H/15/321 | 70000 | 70000 | V10 | 2021-01-01
1139 | BEMS | P0 | Hospital Shah Alam, Selangor | ANESTESIOLOGI | VENTILATOR INTENSIVE CARE(ICU) | Therapeutic Intermediate | 17-429 | 1 | KKM/JKN/HSA/10-05-01/H/15/322 | 70000 | 70000 | V10 | 2021-01-01
1140 | BEMS | P0 | Hospital Shah Alam, Selangor | ANESTESIOLOGI | VENTILATOR INTENSIVE CARE(ICU) | Therapeutic Intermediate | 17-429 | 1 | KKM/JKN/HSA/10-05-01/H/15/323 | 70000 | 70000 | V10 | 2021-01-01
1141 | BEMS | P0 | Hospital Shah Alam, Selangor | ANESTESIOLOGI | VENTILATOR INTENSIVE CARE(ICU) | Therapeutic Intermediate | 17-429 | 1 | KKM/JKN/HSA/10-05-01/H/15/324 | 70000 | 70000 | V10 | 2021-01-01
1142 | BEMS | P0 | Hospital Shah Alam, Selangor | ANESTESIOLOGI | VENTILATOR INTENSIVE CARE(ICU) | Therapeutic Intermediate | 17-429 | 1 | KKM/JKN/HSA/10-05-01/H/15/325 | 70000 | 70000 | V10 | 2021-01-01
1143 | BEMS | P0 | Hospital Shah Alam, Selangor | ANESTESIOLOGI | VENTILATOR INTENSIVE CARE(ICU) | Therapeutic Intermediate | 17-429 | 1 | KKM/JKN/HSA/10-05-01/H/15/326 | 70000 | 70000 | V10 | 2021-01-01
1144 | BEMS | P0 | Hospital Shah Alam, Selangor | ANESTESIOLOGI | VENTILATOR INTENSIVE CARE(ICU) | Therapeutic Intermediate | 17-429 | 1 | KKM/JKN/HSA/10-05-01/H/15/327 | 70000 | 70000 | V10 | 2021-01-01
1145 | BEMS | P0 | Hospital Shah Alam, Selangor | PERUBATAN AM | VENTILATOR INTENSIVE CARE(CCU/HDU/E&T/BURN) | Therapeutic Intermediate | 14-361 18-792 | 1 | KKM/JKN/HSA/10-05-01/H/15/312 | 50000 | 50000 | V10 | 2021-01-01
1146 | BEMS | P0 | Hospital Shah Alam, Selangor | PERUBATAN AM | VENTILATOR INTENSIVE CARE(CCU/HDU/E&T/BURN) | Therapeutic Intermediate | 14-361 18-792 | 1 | KKM/JKN/HSA/10-05-01/H/15/313 | 50000 | 50000 | V10 | 2021-01-01
1147 | BEMS | P0 | Hospital Shah Alam, Selangor | PERUBATAN AM | VENTILATOR INTENSIVE CARE(CCU/HDU/E&T/BURN) | Therapeutic Intermediate | 14-361 18-792 | 1 | KKM/JKN/HSA/10-05-01/H/15/314 | 50000 | 50000 | V10 | 2021-01-01
1148 | BEMS | P0 | Hospital Shah Alam, Selangor | ANESTESIOLOGI | VENTILATOR INTENSIVE CARE(CCU/HDU/E&T/BURN) | Therapeutic Intermediate | 14-361 18-792 | 1 | KKM/JKN/HSA/10-05-01/H/15/315 | 50000 | 50000 | V10 | 2021-01-01
1149 | BEMS | P0 | Hospital Shah Alam, Selangor | ANESTESIOLOGI | VENTILATOR INTENSIVE CARE(CCU/HDU/E&T/BURN) | Therapeutic Intermediate | 14-361 18-792 | 1 | KKM/JKN/HSA/10-05-01/H/15/316 | 50000 | 50000 | V10 | 2021-01-01
1150 | BEMS | P0 | Hospital Shah Alam, Selangor | ANESTESIOLOGI | VENTILATOR INTENSIVE CARE(CCU/HDU/E&T/BURN) | Therapeutic Intermediate | 14-361 18-792 | 1 | KKM/JKN/HSA/10-05-01/H/15/317 | 50000 | 50000 | V10 | 2021-01-01
1151 | BEMS | P0 | Hospital Shah Alam, Selangor | ANESTESIOLOGI | VENTILATOR INTENSIVE CARE(CCU/HDU/E&T/BURN) | Therapeutic Intermediate | 14-361 18-792 | 1 | KKM/JKN/HSA/10-05-01/H/15/319 | 50000 | 50000 | V10 | 2021-01-01
1152 | BEMS | P0 | Hospital Shah Alam, Selangor | ANESTESIOLOGI | VENTILATOR INTENSIVE CARE(CCU/HDU/E&T/BURN) | Therapeutic Intermediate | 14-361 18-792 | 1 | KKM/JKN/HSA/10-05-01/H/15/320 | 50000 | 50000 | V10 | 2021-01-01
1153 | BEMS | P0 | Hospital Shah Alam, Selangor | KECEMASAN & TRAUMA | VENTILATOR PORTABLE | Therapeutic Intermediate | 18-098 | 1 | KKM/JKN/HSA/10-05-01/H/15/308 | 31000 | 31000 | V10 | 2021-01-01
1154 | BEMS | P0 | Hospital Shah Alam, Selangor | KECEMASAN & TRAUMA | VENTILATOR PORTABLE | Therapeutic Intermediate | 18-098 | 1 | KKM/JKN/HSA/10-05-01/H/15/309 | 31000 | 31000 | V10 | 2021-01-01
1155 | BEMS | P0 | Hospital Shah Alam, Selangor | KECEMASAN & TRAUMA | VENTILATOR PORTABLE | Therapeutic Intermediate | 18-098 | 1 | KKM/JKN/HSA/10-05-01/H/15/310 | 31000 | 31000 | V10 | 2021-01-01
1156 | BEMS | P0 | Hospital Shah Alam, Selangor | KECEMASAN & TRAUMA | VENTILATOR PORTABLE | Therapeutic Intermediate | 18-098 | 1 | KKM/JKN/HSA/10-05-01/H/15/311 | 31000 | 31000 | V10 | 2021-01-01
1157 | BEMS | P0 | Hospital Shah Alam, Selangor | KECEMASAN & TRAUMA | VENTILATOR PORTABLE (ADULT/PAED) | Therapeutic Intermediate | 18-098 | 1 | KKM/JKN/HSA/10-05-01/H/15/303 | 40000 | 40000 | V10 | 2021-01-01
1158 | BEMS | P0 | Hospital Shah Alam, Selangor | ANESTESIOLOGI | VENTILATOR PORTABLE (ADULT/PAED) | Therapeutic Intermediate | 18-098 | 1 | KKM/JKN/HSA/10-05-01/H/15/304 | 40000 | 40000 | V10 | 2021-01-01
1159 | BEMS | P0 | Hospital Shah Alam, Selangor | ANESTESIOLOGI | VENTILATOR PORTABLE (ADULT/PAED) | Therapeutic Intermediate | 18-098 | 1 | KKM/JKN/HSA/10-05-01/H/15/305 | 40000 | 40000 | V10 | 2021-01-01
1160 | BEMS | P0 | Hospital Shah Alam, Selangor | ANESTESIOLOGI | VENTILATOR PORTABLE (ADULT/PAED) | Therapeutic Intermediate | 18-098 | 1 | KKM/JKN/HSA/10-05-01/H/15/306 | 40000 | 40000 | V10 | 2021-01-01
1161 | BEMS | P0 | Hospital Shah Alam, Selangor | ANESTESIOLOGI | VENTILATOR PORTABLE (ADULT/PAED) | Therapeutic Intermediate | 18-098 | 1 | KKM/JKN/HSA/10-05-01/H/15/307 | 40000 | 40000 | V10 | 2021-01-01
1162 | BEMS | P0 | Hospital Shah Alam, Selangor | PERUBATAN AM | VENTILATOR ASSIST, NON INVASIVE | Therapeutic Intermediate | 17-429 | 1 |  | 50000 | 50000 | V10 | 2021-01-01
1163 | BEMS | P0 | Hospital Shah Alam, Selangor | ANESTESIOLOGI | VENTILATOR ASSIST, NON INVASIVE | Therapeutic Intermediate | 17-429 | 1 | KKM/JKN/HSA/10-05-01/H/15/297 | 50000 | 50000 | V10 | 2021-01-01
1164 | BEMS | P0 | Hospital Shah Alam, Selangor | ANESTESIOLOGI | VENTILATOR ASSIST, NON INVASIVE | Therapeutic Intermediate | 17-429 | 1 | KKM/JKN/HSA/10-05-01/H/15/298 | 50000 | 50000 | V10 | 2021-01-01
1165 | BEMS | P0 | Hospital Shah Alam, Selangor | ANESTESIOLOGI | VENTILATOR ASSIST, NON INVASIVE | Therapeutic Intermediate | 17-429 | 1 | KKM/JKN/HSA/10-05-01/H/15/299 | 50000 | 50000 | V10 | 2021-01-01
1166 | BEMS | P0 | Hospital Shah Alam, Selangor | ANESTESIOLOGI | VENTILATOR ASSIST, NON INVASIVE | Therapeutic Intermediate | 17-429 | 1 | KKM/JKN/HSA/10-05-01/H/15/300 | 50000 | 50000 | V10 | 2021-01-01
1167 | BEMS | P0 | Hospital Shah Alam, Selangor | ANESTESIOLOGI | VENTILATOR ASSIST, NON INVASIVE | Therapeutic Intermediate | 17-429 | 1 | KKM/JKN/HSA/10-05-01/H/15/301 | 50000 | 50000 | V10 | 2021-01-01
1168 | BEMS | P0 | Hospital Shah Alam, Selangor | ANESTESIOLOGI | VENTILATOR ASSIST, NON INVASIVE | Therapeutic Intermediate | 17-429 | 1 | KKM/JKN/HSA/10-05-01/H/15/302 | 50000 | 50000 | V10 | 2021-01-01
1169 | BEMS | P0 | Hospital Shah Alam, Selangor | KECEMASAN & TRAUMA | VENTILATOR / PHILIPS RESPIRONICS/V60 | Therapeutic Intermediate | 17-429 | 1 | KKM/JKN/HSA/10-05-01/H/15/37 | 49500 | 49500 | V10 | 2021-01-01
1170 | BEMS | P0 | Hospital Shah Alam, Selangor | KECEMASAN & TRAUMA | VENTILATOR / WEINMANN/MEDUMAT STANDART 2 | Therapeutic Intermediate | 18-098 | 1 | KKM/JKN/HSA/10-05-01/H/16/180 | 34500 | 34500 | V10 | 2021-01-01
1171 | BEMS | P0 | Hospital Shah Alam, Selangor | KECEMASAN & TRAUMA | VENTILATOR | Therapeutic Intermediate | 18-098 | 1 | KKM/JKN/HSA/10-05-01/H/18/136 | 44999 | 44999 | V10 | 2021-01-01
1172 | BEMS | P0 | Hospital Shah Alam, Selangor | NEFROLOGI | HAEMODIALYSIS UNIT W/ MONITORING AND MANAGEMENT SYSTEM | Therapeutic Intermediate | 11-218 | 1 | KKM/JKN/HSA/10-05-01/H/15/1626 | 36300 | 36300 | V10 | 2021-01-01
1173 | BEMS | P0 | Hospital Shah Alam, Selangor | NEFROLOGI | HAEMODIALYSIS UNIT W/ MONITORING AND MANAGEMENT SYSTEM | Therapeutic Intermediate | 11-218 | 1 | KKM/JKN/HSA/10-05-01/H/15/1627 | 36300 | 36300 | V10 | 2021-01-01
1174 | BEMS | P0 | Hospital Shah Alam, Selangor | NEFROLOGI | HAEMODIALYSIS UNIT W/ MONITORING AND MANAGEMENT SYSTEM | Therapeutic Intermediate | 11-218 | 1 | KKM/JKN/HSA/10-05-01/H/15/1628 | 36300 | 36300 | V10 | 2021-01-01
1175 | BEMS | P0 | Hospital Shah Alam, Selangor | NEFROLOGI | HAEMODIALYSIS UNIT W/ MONITORING AND MANAGEMENT SYSTEM | Therapeutic Intermediate | 11-218 | 1 | KKM/JKN/HSA/10-05-01/H/15/1629 | 36300 | 36300 | V10 | 2021-01-01
1176 | BEMS | P0 | Hospital Shah Alam, Selangor | NEFROLOGI | HAEMODIALYSIS UNIT W/ MONITORING AND MANAGEMENT SYSTEM | Therapeutic Intermediate | 11-218 | 1 | KKM/JKN/HSA/10-05-01/H/15/1630 | 36300 | 36300 | V10 | 2021-01-01
1177 | BEMS | P0 | Hospital Shah Alam, Selangor | NEFROLOGI | HAEMODIALYSIS UNIT W/ MONITORING AND MANAGEMENT SYSTEM | Therapeutic Intermediate | 11-218 | 1 | KKM/JKN/HSA/10-05-01/H/15/1631 | 36300 | 36300 | V10 | 2021-01-01
1178 | BEMS | P0 | Hospital Shah Alam, Selangor | NEFROLOGI | HAEMODIALYSIS UNIT W/ MONITORING AND MANAGEMENT SYSTEM | Therapeutic Intermediate | 11-218 | 1 | KKM/JKN/HSA/10-05-01/H/15/1632 | 36300 | 36300 | V10 | 2021-01-01
1179 | BEMS | P0 | Hospital Shah Alam, Selangor | NEFROLOGI | HAEMODIALYSIS UNIT W/ MONITORING AND MANAGEMENT SYSTEM | Therapeutic Intermediate | 11-218 | 1 | KKM/JKN/HSA/10-05-01/H/15/1633 | 36300 | 36300 | V10 | 2021-01-01
1180 | BEMS | P0 | Hospital Shah Alam, Selangor | NEFROLOGI | HAEMODIALYSIS UNIT W/ MONITORING AND MANAGEMENT SYSTEM | Therapeutic Intermediate | 11-218 | 1 | KKM/JKN/HSA/10-05-01/H/15/1634 | 36300 | 36300 | V10 | 2021-01-01
1181 | BEMS | P0 | Hospital Shah Alam, Selangor | NEFROLOGI | HAEMODIALYSIS UNIT W/ MONITORING AND MANAGEMENT SYSTEM | Therapeutic Intermediate | 11-218 | 1 | KKM/JKN/HSA/10-05-01/H/15/1635 | 36300 | 36300 | V10 | 2021-01-01
1182 | BEMS | P0 | Hospital Shah Alam, Selangor | NEFROLOGI | HAEMODIALYSIS UNIT W/ MONITORING AND MANAGEMENT SYSTEM | Therapeutic Intermediate | 11-218 | 1 | KKM/JKN/HSA/10-05-01/H/15/1636 | 36300 | 36300 | V10 | 2021-01-01
1183 | BEMS | P0 | Hospital Shah Alam, Selangor | NEFROLOGI | HAEMODIALYSIS UNIT W/ MONITORING AND MANAGEMENT SYSTEM | Therapeutic Intermediate | 11-218 | 1 | KKM/JKN/HSA/10-05-01/H/15/1637 | 36300 | 36300 | V10 | 2021-01-01
1184 | BEMS | P0 | Hospital Shah Alam, Selangor | NEFROLOGI | HAEMODIALYSIS UNIT W/ MONITORING AND MANAGEMENT SYSTEM | Therapeutic Intermediate | 11-218 | 1 | KKM/JKN/HSA/10-05-01/H/15/1638 | 36300 | 36300 | V10 | 2021-01-01
1185 | BEMS | P0 | Hospital Shah Alam, Selangor | NEFROLOGI | HAEMODIALYSIS UNIT W/ MONITORING AND MANAGEMENT SYSTEM | Therapeutic Intermediate | 11-218 | 1 | KKM/JKN/HSA/10-05-01/H/15/1639 | 36300 | 36300 | V10 | 2021-01-01
1186 | BEMS | P0 | Hospital Shah Alam, Selangor | NEFROLOGI | HAEMODIALYSIS UNIT W/ MONITORING AND MANAGEMENT SYSTEM | Therapeutic Intermediate | 11-218 | 1 | KKM/JKN/HSA/10-05-01/H/15/1640 | 36300 | 36300 | V10 | 2021-01-01
1187 | BEMS | P0 | Hospital Shah Alam, Selangor | NEFROLOGI | HAEMODIALYSIS UNIT W/ MONITORING AND MANAGEMENT SYSTEM | Therapeutic Intermediate | 11-218 | 1 | KKM/JKN/HSA/10-05-01/H/15/1641 | 36300 | 36300 | V10 | 2021-01-01
1188 | BEMS | P0 | Hospital Shah Alam, Selangor | NEFROLOGI | HAEMODIALYSIS UNIT W/ MONITORING AND MANAGEMENT SYSTEM | Therapeutic Intermediate | 11-218 | 1 | KKM/JKN/HSA/10-05-01/H/15/4248 | 36300 | 36300 | V10 | 2021-01-01
1189 | BEMS | P0 | Hospital Shah Alam, Selangor | NEFROLOGI | HAEMODIALYSIS UNIT W/ MONITORING AND MANAGEMENT SYSTEM | Therapeutic Intermediate | 11-218 | 1 | KKM/JKN/HSA/10-05-01/H/15/4249 | 36300 | 36300 | V10 | 2021-01-01
1190 | BEMS | P0 | Hospital Shah Alam, Selangor | NEFROLOGI | PERITONEAL DIALYSIS UNIT | Therapeutic Intermediate | 11-226 | 1 | KKM/JKN/HSA/10-05-01/H/15/946 | 45150 | 45150 | V10 | 2021-01-01
1191 | BEMS | P0 | Hospital Shah Alam, Selangor | NEFROLOGI | PERITONEAL DIALYSIS UNIT | Therapeutic Intermediate | 11-226 | 1 | KKM/JKN/HSA/10-05-01/H/15/950 | 45150 | 45150 | V10 | 2021-01-01
1192 | BEMS | P0 | Hospital Shah Alam, Selangor | NEFROLOGI | PERITONEAL DIALYSIS UNIT | Therapeutic Intermediate | 11-226 | 1 | KKM/JKN/HSA/10-05-01/H/15/4246 | 45150 | 45150 | V10 | 2021-01-01
1193 | BEMS | P0 | Hospital Shah Alam, Selangor | NEFROLOGI | PERITONEAL DIALYSIS UNIT | Therapeutic Intermediate | 11-226 | 1 | KKM/JKN/HSA/10-05-01/H/15/4247 | 45150 | 45150 | V10 | 2021-01-01
1194 | BEMS | P0 | Hospital Shah Alam, Selangor | NEFROLOGI | HAEMODIALYSIS UNIT PORTABLE (CRRT) | Therapeutic Intermediate | 11-218 | 1 | KKM/JKN/HSA/10-05-01/H/15/992 | 60000 | 60000 | V10 | 2021-01-01
1195 | BEMS | P0 | Hospital Shah Alam, Selangor | KECEMASAN & TRAUMA | INCUBATOR TRANSPORT WITH VENTILATOR | Therapeutic Intermediate | 12-114 | 1 | KKM/JKN/HSA/10-05-01/H/15/554 | 68000 | 68000 | V10 | 2021-01-01
1196 | BEMS | P0 | Hospital Shah Alam, Selangor | OBSTETRIK & GINEKOLOGI | INCUBATOR TRANSPORT WITH VENTILATOR | Therapeutic Intermediate | 12-114 | 1 | KKM/JKN/HSA/10-05-01/H/15/555 | 68000 | 68000 | V10 | 2021-01-01
1197 | BEMS | P0 | Hospital Shah Alam, Selangor | OBSTETRIK & GINEKOLOGI | INCUBATOR TRANSPORT WITH VENTILATOR | Therapeutic Intermediate | 12-114 | 1 | KKM/JKN/HSA/10-05-01/H/15/556 | 68000 | 68000 | V10 | 2021-01-01
1198 | BEMS | P0 | Hospital Shah Alam, Selangor | PEDIATRIK | INCUBATOR TRANSPORT WITH VENTILATOR | Therapeutic Intermediate | 12-114 | 1 | KKM/JKN/HSA/10-05-01/H/15/557 | 68000 | 68000 | V10 | 2021-01-01
1199 | BEMS | P0 | Hospital Shah Alam, Selangor | PEDIATRIK | INCUBATOR TRANSPORT WITH VENTILATOR | Therapeutic Intermediate | 12-114 | 1 | KKM/JKN/HSA/10-05-01/H/15/558 | 68000 | 68000 | V10 | 2021-01-01
1200 | BEMS | P0 | Hospital Shah Alam, Selangor | PEDIATRIK | INCUBATOR TRANSPORT WITH VENTILATOR | Therapeutic Intermediate | 12-114 | 1 | KKM/JKN/HSA/10-05-01/H/15/559 | 68000 | 68000 | V10 | 2021-01-01
1201 | BEMS | P0 | Hospital Shah Alam, Selangor | PEDIATRIK | INCUBATOR INFANT INTENSIVE CARE | Therapeutic Intermediate | 12-113 | 1 | KKM/JKN/HSA/10-05-01/H/15/467 | 24000 | 24000 | V10 | 2021-01-01
1202 | BEMS | P0 | Hospital Shah Alam, Selangor | PEDIATRIK | INCUBATOR INFANT INTENSIVE CARE | Therapeutic Intermediate | 12-113 | 1 | KKM/JKN/HSA/10-05-01/H/15/468 | 24000 | 24000 | V10 | 2021-01-01
1203 | BEMS | P0 | Hospital Shah Alam, Selangor | PEDIATRIK | INCUBATOR INFANT INTENSIVE CARE | Therapeutic Intermediate | 12-113 | 1 | KKM/JKN/HSA/10-05-01/H/15/469 | 24000 | 24000 | V10 | 2021-01-01
1204 | BEMS | P0 | Hospital Shah Alam, Selangor | PEDIATRIK | INCUBATOR INFANT INTENSIVE CARE | Therapeutic Intermediate | 12-113 | 1 | KKM/JKN/HSA/10-05-01/H/15/470 | 24000 | 24000 | V10 | 2021-01-01
1205 | BEMS | P0 | Hospital Shah Alam, Selangor | PEDIATRIK | INCUBATOR INFANT INTENSIVE CARE | Therapeutic Intermediate | 12-113 | 1 | KKM/JKN/HSA/10-05-01/H/15/471 | 24000 | 24000 | V10 | 2021-01-01
1206 | BEMS | P0 | Hospital Shah Alam, Selangor | PEDIATRIK | INCUBATOR INFANT INTENSIVE CARE | Therapeutic Intermediate | 12-113 | 1 | KKM/JKN/HSA/10-05-01/H/15/472 | 24000 | 24000 | V10 | 2021-01-01
1207 | BEMS | P0 | Hospital Shah Alam, Selangor | PEDIATRIK | INCUBATOR INFANT INTENSIVE CARE | Therapeutic Intermediate | 12-113 | 1 | KKM/JKN/HSA/10-05-01/H/15/473 | 24000 | 24000 | V10 | 2021-01-01
1208 | BEMS | P0 | Hospital Shah Alam, Selangor | PEDIATRIK | INCUBATOR INFANT INTENSIVE CARE | Therapeutic Intermediate | 12-113 | 1 | KKM/JKN/HSA/10-05-01/H/15/474 | 24000 | 24000 | V10 | 2021-01-01
1209 | BEMS | P0 | Hospital Shah Alam, Selangor | PEDIATRIK | INCUBATOR INFANT INTENSIVE CARE | Therapeutic Intermediate | 12-113 | 1 | KKM/JKN/HSA/10-05-01/H/15/475 | 24000 | 24000 | V10 | 2021-01-01
1210 | BEMS | P0 | Hospital Shah Alam, Selangor | PEDIATRIK | INCUBATOR INFANT INTENSIVE CARE | Therapeutic Intermediate | 12-113 | 1 | KKM/JKN/HSA/10-05-01/H/15/476 | 24000 | 24000 | V10 | 2021-01-01
1211 | BEMS | P0 | Hospital Shah Alam, Selangor | PEDIATRIK | INCUBATOR INFANT INTENSIVE CARE | Therapeutic Intermediate | 12-113 | 1 | KKM/JKN/HSA/10-05-01/H/15/477 | 24000 | 24000 | V10 | 2021-01-01
1212 | BEMS | P0 | Hospital Shah Alam, Selangor | PEDIATRIK | INCUBATOR INFANT INTENSIVE CARE | Therapeutic Intermediate | 12-113 | 1 | KKM/JKN/HSA/10-05-01/H/15/478 | 24000 | 24000 | V10 | 2021-01-01
1213 | BEMS | P0 | Hospital Shah Alam, Selangor | PEDIATRIK | INCUBATOR INFANT INTENSIVE CARE | Therapeutic Intermediate | 12-113 | 1 | KKM/JKN/HSA/10-05-01/H/15/479 | 24000 | 24000 | V10 | 2021-01-01
1214 | BEMS | P0 | Hospital Shah Alam, Selangor | PEDIATRIK | INCUBATOR INFANT INTENSIVE CARE | Therapeutic Intermediate | 12-113 | 1 | KKM/JKN/HSA/10-05-01/H/15/480 | 24000 | 24000 | V10 | 2021-01-01
1215 | BEMS | P0 | Hospital Shah Alam, Selangor | PEDIATRIK | INCUBATOR INFANT INTENSIVE CARE | Therapeutic Intermediate | 12-113 | 1 | KKM/JKN/HSA/10-05-01/H/15/481 | 24000 | 24000 | V10 | 2021-01-01
1216 | BEMS | P0 | Hospital Shah Alam, Selangor | PEDIATRIK | INCUBATOR INFANT INTENSIVE CARE | Therapeutic Intermediate | 12-113 | 1 | KKM/JKN/HSA/10-05-01/H/15/482 | 24000 | 24000 | V10 | 2021-01-01
1217 | BEMS | P0 | Hospital Shah Alam, Selangor | PEDIATRIK | INCUBATOR INFANT INTENSIVE CARE | Therapeutic Intermediate | 12-113 | 1 | KKM/JKN/HSA/10-05-01/H/15/483 | 24000 | 24000 | V10 | 2021-01-01
1218 | BEMS | P0 | Hospital Shah Alam, Selangor | PEDIATRIK | INCUBATOR INFANT INTENSIVE CARE | Therapeutic Intermediate | 12-113 | 1 | KKM/JKN/HSA/10-05-01/H/15/484 | 24000 | 24000 | V10 | 2021-01-01
1219 | BEMS | P0 | Hospital Shah Alam, Selangor | PEDIATRIK | VENTILATOR FOR NEONATES & INFANTS | Therapeutic Intermediate | 14-361 | 1 | KKM/JKN/HSA/10-05-01/H/15/1608 | 53000 | 53000 | V10 | 2021-01-01
1220 | BEMS | P0 | Hospital Shah Alam, Selangor | PEDIATRIK | VENTILATOR FOR NEONATES & INFANTS | Therapeutic Intermediate | 14-361 | 1 | KKM/JKN/HSA/10-05-01/H/15/1609 | 53000 | 53000 | V10 | 2021-01-01
1221 | BEMS | P0 | Hospital Shah Alam, Selangor | PEDIATRIK | VENTILATOR FOR NEONATES & INFANTS | Therapeutic Intermediate | 14-361 | 1 | KKM/JKN/HSA/10-05-01/H/15/1610 | 53000 | 53000 | V10 | 2021-01-01
1222 | BEMS | P0 | Hospital Shah Alam, Selangor | PEDIATRIK | VENTILATOR FOR NEONATES & INFANTS | Therapeutic Intermediate | 14-361 | 1 | KKM/JKN/HSA/10-05-01/H/15/1611 | 53000 | 53000 | V10 | 2021-01-01
1223 | BEMS | P0 | Hospital Shah Alam, Selangor | PEDIATRIK | VENTILATOR FOR NEONATES & INFANTS | Therapeutic Intermediate | 14-361 | 1 | KKM/JKN/HSA/10-05-01/H/15/3627 | 53000 | 53000 | V10 | 2021-01-01
1224 | BEMS | P0 | Hospital Shah Alam, Selangor | PEDIATRIK | VENTILATOR FOR NEONATES & INFANTS | Therapeutic Intermediate | 14-361 | 1 | KKM/JKN/HSA/10-05-01/H/15/3628 | 53000 | 53000 | V10 | 2021-01-01
1225 | BEMS | P0 | Hospital Shah Alam, Selangor | PEDIATRIK | VENTILATOR FOR NEONATES & INFANTS | Therapeutic Intermediate | 14-361 | 1 | KKM/JKN/HSA/10-05-01/H/15/3629 | 53000 | 53000 | V10 | 2021-01-01
1226 | BEMS | P0 | Hospital Shah Alam, Selangor | PEDIATRIK | VENTILATOR FOR NEONATES & INFANTS | Therapeutic Intermediate | 14-361 | 1 | KKM/JKN/HSA/10-05-01/H/15/3630 | 53000 | 53000 | V10 | 2021-01-01
1227 | BEMS | P0 | Hospital Shah Alam, Selangor | PEDIATRIK | VENTILATOR FOR NEONATES & INFANTS | Therapeutic Intermediate | 18-098 | 1 | KKM/JKN/HSA/10-05-01/H/15/1622 | 325000 | 325000 | V10 | 2021-01-01
1228 | BEMS | P0 | Hospital Shah Alam, Selangor | PEDIATRIK | VENTILATOR HIGH FREQUENCY NEONATE | Therapeutic Intermediate | 14-361 | 1 | KKM/JKN/HSA/10-05-01/H/15/1616 | 64000 | 64000 | V10 | 2021-01-01
1229 | BEMS | P0 | Hospital Shah Alam, Selangor | PEDIATRIK | VENTILATOR HIGH FREQUENCY NEONATE | Therapeutic Intermediate | 14-361 | 1 | KKM/JKN/HSA/10-05-01/H/15/1617 | 64000 | 64000 | V10 | 2021-01-01
1230 | BEMS | P0 | Hospital Shah Alam, Selangor | PEDIATRIK | VENTILATOR HIGH FREQUENCY NEONATE | Therapeutic Intermediate | 14-361 | 1 | KKM/JKN/HSA/10-05-01/H/15/1618 | 64000 | 64000 | V10 | 2021-01-01
1231 | BEMS | P0 | Hospital Shah Alam, Selangor | PEDIATRIK | PHOTOTHERAPY RADIOMETER/NEOBLUE RADIOMETER | Therapeutic Basic | 17-515 | 1 | KKM/JKN/HSA/10-05-01/H/16/11 | 11500 | 11500 | V10 | 2021-01-01
1232 | BEMS | P0 | Hospital Shah Alam, Selangor | KECEMASAN & TRAUMA | DEFIBRILLATOR W/INTERNAL/EXT PADDLES/PACEMAKER | Therapeutic Intermediate | 17-116 | 1 | KKM/JKN/HSA/10-05-01/H/15/605 | 18250 | 18250 | V10 | 2021-01-01
1233 | BEMS | P0 | Hospital Shah Alam, Selangor | KECEMASAN & TRAUMA | DEFIBRILLATOR W/INTERNAL/EXT PADDLES/PACEMAKER | Therapeutic Intermediate | 17-116 | 1 | KKM/JKN/HSA/10-05-01/H/15/2807 | 14250 | 14250 | V10 | 2021-01-01
1234 | BEMS | P0 | Hospital Shah Alam, Selangor | KECEMASAN & TRAUMA | DEFIBRILLATOR W/INTERNAL/EXT PADDLES/PACEMAKER | Therapeutic Intermediate | 17-116 | 1 | KKM/JKN/HSA/10-05-01/H/15/3659 | 14250 | 14250 | V10 | 2021-01-01
1235 | BEMS | P0 | Hospital Shah Alam, Selangor | KECEMASAN & TRAUMA | DEFIBRILLATOR W/INTERNAL/EXT PADDLES/PACEMAKER | Therapeutic Intermediate | 17-116 | 1 | KKM/JKN/HSA/10-05-01/H/15/3660 | 14250 | 14250 | V10 | 2021-01-01
1236 | BEMS | P0 | Hospital Shah Alam, Selangor | KECEMASAN & TRAUMA | DEFIBRILLATOR W/INTERNAL/EXT PADDLES/PACEMAKER | Therapeutic Intermediate | 17-116 | 1 | KKM/JKN/HSA/10-05-01/H/15/3661 | 14250 | 14250 | V10 | 2021-01-01
1237 | BEMS | P0 | Hospital Shah Alam, Selangor | PERUBATAN AM | DEFIBRILLATOR W/INTERNAL/EXT PADDLES/PACEMAKER | Therapeutic Intermediate | 17-116 | 1 | KKM/JKN/HSA/10-05-01/H/15/3662 | 14250 | 14250 | V10 | 2021-01-01
1238 | BEMS | P0 | Hospital Shah Alam, Selangor | PERUBATAN AM | DEFIBRILLATOR W/INTERNAL/EXT PADDLES/PACEMAKER | Therapeutic Intermediate | 17-116 | 1 | KKM/JKN/HSA/10-05-01/H/15/3663 | 14250 | 14250 | V10 | 2021-01-01
1239 | BEMS | P0 | Hospital Shah Alam, Selangor | PERUBATAN AM | DEFIBRILLATOR W/INTERNAL/EXT PADDLES/PACEMAKER | Therapeutic Intermediate | 17-116 | 1 | KKM/JKN/HSA/10-05-01/H/15/3664 | 14250 | 14250 | V10 | 2021-01-01
1240 | BEMS | P0 | Hospital Shah Alam, Selangor | PERUBATAN AM | DEFIBRILLATOR W/INTERNAL/EXT PADDLES/PACEMAKER | Therapeutic Intermediate | 17-116 | 1 | KKM/JKN/HSA/10-05-01/H/15/3665 | 14250 | 14250 | V10 | 2021-01-01
1241 | BEMS | P0 | Hospital Shah Alam, Selangor | PERUBATAN AM | DEFIBRILLATOR W/INTERNAL/EXT PADDLES/PACEMAKER | Therapeutic Intermediate | 17-116 | 1 | KKM/JKN/HSA/10-05-01/H/15/3666 | 14250 | 14250 | V10 | 2021-01-01
1242 | BEMS | P0 | Hospital Shah Alam, Selangor | PERUBATAN AM | DEFIBRILLATOR W/INTERNAL/EXT PADDLES/PACEMAKER | Therapeutic Intermediate | 17-116 | 1 | KKM/JKN/HSA/10-05-01/H/15/3667 | 14250 | 14250 | V10 | 2021-01-01
1243 | BEMS | P0 | Hospital Shah Alam, Selangor | NEFROLOGI | DEFIBRILLATOR W/INTERNAL/EXT PADDLES/PACEMAKER | Therapeutic Intermediate | 17-116 | 1 | KKM/JKN/HSA/10-05-01/H/15/3668 | 14250 | 14250 | V10 | 2021-01-01
1244 | BEMS | P0 | Hospital Shah Alam, Selangor | ANESTESIOLOGI | DEFIBRILLATOR W/INTERNAL/EXT PADDLES/PACEMAKER | Therapeutic Intermediate | 17-116 | 1 | KKM/JKN/HSA/10-05-01/H/15/3669 | 14250 | 14250 | V10 | 2021-01-01
1245 | BEMS | P0 | Hospital Shah Alam, Selangor | ANESTESIOLOGI | DEFIBRILLATOR W/INTERNAL/EXT PADDLES/PACEMAKER | Therapeutic Intermediate | 17-116 | 1 | KKM/JKN/HSA/10-05-01/H/15/3670 | 14250 | 14250 | V10 | 2021-01-01
1246 | BEMS | P0 | Hospital Shah Alam, Selangor | ANESTESIOLOGI | DEFIBRILLATOR W/INTERNAL/EXT PADDLES/PACEMAKER | Therapeutic Intermediate | 17-116 | 1 | KKM/JKN/HSA/10-05-01/H/15/3671 | 14250 | 14250 | V10 | 2021-01-01
1247 | BEMS | P0 | Hospital Shah Alam, Selangor | ANESTESIOLOGI | DEFIBRILLATOR W/INTERNAL/EXT PADDLES/PACEMAKER | Therapeutic Intermediate | 17-116 | 1 | KKM/JKN/HSA/10-05-01/H/15/3672 | 14250 | 14250 | V10 | 2021-01-01
1248 | BEMS | P0 | Hospital Shah Alam, Selangor | ANESTESIOLOGI | DEFIBRILLATOR W/INTERNAL/EXT PADDLES/PACEMAKER | Therapeutic Intermediate | 17-116 | 1 | KKM/JKN/HSA/10-05-01/H/15/3674 | 14250 | 14250 | V10 | 2021-01-01
1249 | BEMS | P0 | Hospital Shah Alam, Selangor | ANESTESIOLOGI | DEFIBRILLATOR W/INTERNAL/EXT PADDLES/PACEMAKER | Therapeutic Intermediate | 17-116 | 1 | KKM/JKN/HSA/10-05-01/H/15/3675 | 14250 | 14250 | V10 | 2021-01-01
1250 | BEMS | P0 | Hospital Shah Alam, Selangor | OBSTETRIK & GINEKOLOGI | DEFIBRILLATOR W/INTERNAL/EXT PADDLES/PACEMAKER | Therapeutic Intermediate | 17-116 | 1 | KKM/JKN/HSA/10-05-01/H/15/3676 | 14250 | 14250 | V10 | 2021-01-01
1251 | BEMS | P0 | Hospital Shah Alam, Selangor | OBSTETRIK & GINEKOLOGI | DEFIBRILLATOR W/INTERNAL/EXT PADDLES/PACEMAKER | Therapeutic Intermediate | 17-116 | 1 | KKM/JKN/HSA/10-05-01/H/15/3677 | 14250 | 14250 | V10 | 2021-01-01
1252 | BEMS | P0 | Hospital Shah Alam, Selangor | OBSTETRIK & GINEKOLOGI | DEFIBRILLATOR W/INTERNAL/EXT PADDLES/PACEMAKER | Therapeutic Intermediate | 17-116 | 1 | KKM/JKN/HSA/10-05-01/H/15/3678 | 14250 | 14250 | V10 | 2021-01-01
1253 | BEMS | P0 | Hospital Shah Alam, Selangor | OBSTETRIK & GINEKOLOGI | DEFIBRILLATOR W/INTERNAL/EXT PADDLES/PACEMAKER | Therapeutic Intermediate | 17-116 | 1 | KKM/JKN/HSA/10-05-01/H/15/3679 | 14250 | 14250 | V10 | 2021-01-01
1254 | BEMS | P0 | Hospital Shah Alam, Selangor | OBSTETRIK & GINEKOLOGI | DEFIBRILLATOR W/INTERNAL/EXT PADDLES/PACEMAKER | Therapeutic Intermediate | 17-116 | 1 | KKM/JKN/HSA/10-05-01/H/15/3680 | 14250 | 14250 | V10 | 2021-01-01
1255 | BEMS | P0 | Hospital Shah Alam, Selangor | OFTALMOLOGI | DEFIBRILLATOR W/INTERNAL/EXT PADDLES/PACEMAKER | Therapeutic Intermediate | 17-116 | 1 | KKM/JKN/HSA/10-05-01/H/15/3681 | 14250 | 14250 | V10 | 2021-01-01
1256 | BEMS | P0 | Hospital Shah Alam, Selangor | PEMBEDAHAN MULUT | DEFIBRILLATOR W/INTERNAL/EXT PADDLES/PACEMAKER | Therapeutic Intermediate | 17-116 | 1 | KKM/JKN/HSA/10-05-01/H/15/3682 | 14250 | 14250 | V10 | 2021-01-01
1257 | BEMS | P0 | Hospital Shah Alam, Selangor | PEMBEDAHAN AM | DEFIBRILLATOR W/INTERNAL/EXT PADDLES/PACEMAKER | Therapeutic Intermediate | 17-116 | 1 | KKM/JKN/HSA/10-05-01/H/15/3683 | 14250 | 14250 | V10 | 2021-01-01
1258 | BEMS | P0 | Hospital Shah Alam, Selangor | PEDIATRIK | DEFIBRILLATOR W/INTERNAL/EXT PADDLES/PACEMAKER | Therapeutic Intermediate | 17-116 | 1 | KKM/JKN/HSA/10-05-01/H/15/3686 | 14250 | 14250 | V10 | 2021-01-01
1259 | BEMS | P0 | Hospital Shah Alam, Selangor | PEDIATRIK | DEFIBRILLATOR W/INTERNAL/EXT PADDLES/PACEMAKER | Therapeutic Intermediate | 17-116 | 1 | KKM/JKN/HSA/10-05-01/H/15/3687 | 14250 | 14250 | V10 | 2021-01-01
1260 | BEMS | P0 | Hospital Shah Alam, Selangor | KECEMASAN DAN TRAUMA | DEFIBRILLATOR | Therapeutic Intermediate | 11-134 | 1 | KKM/JKN/HSA/10-05-01/H/16/122 | 44900 | 44900 | V10 | 2021-01-01
1261 | BEMS | P0 | Hospital Shah Alam, Selangor | KECEMASAN DAN TRAUMA | DEFIBRILLATOR/ZOLL/ X SERIES | Therapeutic Intermediate | 17-882 | 1 | KKM/JKN/HSA/10-05-01/H/17/6 | 59850 | 59850 | V10 | 2021-01-01
1262 | BEMS | P0 | Hospital Shah Alam, Selangor | KECEMASAN DAN TRAUMA | AUTOMATIC EXTERNAL DEFIBRILLATOR | Therapeutic Intermediate | 17-116 | 1 | KKM/JKN/HSA/10-05-01/H/17/41 | 7000 | 7000 | V10 | 2021-01-01
1263 | BEMS | P0 | Hospital Shah Alam, Selangor | KECEMASAN DAN TRAUMA | AUTOMATIC EXTERNAL DEFIBRILLATOR | Therapeutic Intermediate | 17-116 | 1 | KKM/JKN/HSA/10-05-01/H/17/42 | 7000 | 7000 | V10 | 2021-01-01
1264 | BEMS | P0 | Hospital Shah Alam, Selangor | KECEMASAN DAN TRAUMA | DEFIBRILLATOR/ZOLL/ X SERIES | Therapeutic Intermediate | 17-882 | 1 | KKM/JKN/HSA/10-05-01/H/17/46 | 39850 | 39850 | V10 | 2021-01-01
1265 | BEMS | P0 | Hospital Shah Alam, Selangor | PEMBEDAHAN MULUT | DENTAL DIODE LASER | Therapeutic High | 18-220 | 1 | KKM/JKN/HSA/10-05-01/H/16/82 | 38500 | 38500 | V10 | 2021-01-01
1266 | BEMS | P0 | Hospital Shah Alam, Selangor | PEMBEDAHAN MULUT | DENTAL SUCTION PUMP | Therapeutic Basic | 10-212 | 1 | KKM/JKN/HSA/10-05-01/H/16/37 | 6600 | 6600 | V10 | 2021-01-01
1267 | BEMS | P0 | Hospital Shah Alam, Selangor | PEMBEDAHAN MULUT | DENTAL SUCTION PUMP | Therapeutic Basic | 10-212 | 1 | KKM/JKN/HSA/10-05-01/H/16/38 | 6600 | 6600 | V10 | 2021-01-01
1268 | BEMS | P0 | Hospital Shah Alam, Selangor | ANESTESIOLOGI | SUCTION UNIT FOR FLEXIBLE SCOPES | Therapeutic Basic | 10-217 | 1 | KKM/JKN/HSA/10-05-01/H/15/1093 | 2430 | 2430 | V10 | 2021-01-01
1269 | BEMS | P0 | Hospital Shah Alam, Selangor | ANESTESIOLOGI | PCA SYSTEM | Therapeutic Intermediate | 16-924 | 1 | KKM/JKN/HSA/10-05-01/H/15/4224 | 11050 | 11050 | V10 | 2021-01-01
1270 | BEMS | P0 | Hospital Shah Alam, Selangor | ANESTESIOLOGI | PCA SYSTEM | Therapeutic Intermediate | 16-924 | 1 | KKM/JKN/HSA/10-05-01/H/15/4225 | 11050 | 11050 | V10 | 2021-01-01
1271 | BEMS | P0 | Hospital Shah Alam, Selangor | ANESTESIOLOGI | PCA SYSTEM | Therapeutic Intermediate | 16-924 | 1 | KKM/JKN/HSA/10-05-01/H/15/4226 | 11050 | 11050 | V10 | 2021-01-01
1272 | BEMS | P0 | Hospital Shah Alam, Selangor | ANESTESIOLOGI | PCA SYSTEM | Therapeutic Intermediate | 16-924 | 1 | KKM/JKN/HSA/10-05-01/H/15/4227 | 11050 | 11050 | V10 | 2021-01-01
1273 | BEMS | P0 | Hospital Shah Alam, Selangor | ANESTESIOLOGI | PCA SYSTEM | Therapeutic Intermediate | 16-924 | 1 | KKM/JKN/HSA/10-05-01/H/15/4228 | 11050 | 11050 | V10 | 2021-01-01
1274 | BEMS | P0 | Hospital Shah Alam, Selangor | ANESTESIOLOGI | PCA SYSTEM | Therapeutic Intermediate | 16-924 | 1 | KKM/JKN/HSA/10-05-01/H/15/4229 | 11050 | 11050 | V10 | 2021-01-01
1275 | BEMS | P0 | Hospital Shah Alam, Selangor | ANESTESIOLOGI | PCA SYSTEM | Therapeutic Intermediate | 16-924 | 1 | KKM/JKN/HSA/10-05-01/H/15/4230 | 11050 | 11050 | V10 | 2021-01-01
1276 | BEMS | P0 | Hospital Shah Alam, Selangor | ANESTESIOLOGI | PCA SYSTEM | Therapeutic Intermediate | 16-924 | 1 | KKM/JKN/HSA/10-05-01/H/15/4231 | 11050 | 11050 | V10 | 2021-01-01
1277 | BEMS | P0 | Hospital Shah Alam, Selangor | ANESTESIOLOGI | PCA SYSTEM | Therapeutic Intermediate | 16-924 | 1 | KKM/JKN/HSA/10-05-01/H/15/4232 | 11050 | 11050 | V10 | 2021-01-01
1278 | BEMS | P0 | Hospital Shah Alam, Selangor | ANESTESIOLOGI | PCA SYSTEM | Therapeutic Intermediate | 16-924 | 1 | KKM/JKN/HSA/10-05-01/H/15/4233 | 11050 | 11050 | V10 | 2021-01-01
1279 | BEMS | P0 | Hospital Shah Alam, Selangor | ANESTESIOLOGI | PUMP SYRINGE | Therapeutic Intermediate | 13-217 | 1 | KKM/JKN/HSA/10-05-01/H/15/917 | 4650 | 4650 | V10 | 2021-01-01
1280 | BEMS | P0 | Hospital Shah Alam, Selangor | ANESTESIOLOGI | PUMP SYRINGE | Therapeutic Intermediate | 13-217 | 1 | KKM/JKN/HSA/10-05-01/H/15/918 | 4650 | 4650 | V10 | 2021-01-01
1281 | BEMS | P0 | Hospital Shah Alam, Selangor | ANESTESIOLOGI | PUMP SYRINGE | Therapeutic Intermediate | 13-217 | 1 | KKM/JKN/HSA/10-05-01/H/15/919 | 4650 | 4650 | V10 | 2021-01-01
1282 | BEMS | P0 | Hospital Shah Alam, Selangor | ANESTESIOLOGI | PUMP SYRINGE | Therapeutic Intermediate | 13-217 | 1 | KKM/JKN/HSA/10-05-01/H/15/920 | 4650 | 4650 | V10 | 2021-01-01
1283 | BEMS | P0 | Hospital Shah Alam, Selangor | ANESTESIOLOGI | PUMP SYRINGE | Therapeutic Intermediate | 13-217 | 1 | KKM/JKN/HSA/10-05-01/H/15/921 | 4650 | 4650 | V10 | 2021-01-01
1284 | BEMS | P0 | Hospital Shah Alam, Selangor | ANESTESIOLOGI | PUMP SYRINGE | Therapeutic Intermediate | 13-217 | 1 | KKM/JKN/HSA/10-05-01/H/15/923 | 4650 | 4650 | V10 | 2021-01-01
1285 | BEMS | P0 | Hospital Shah Alam, Selangor | ANESTESIOLOGI | PUMP SYRINGE | Therapeutic Intermediate | 13-217 | 1 | KKM/JKN/HSA/10-05-01/H/15/925 | 4650 | 4650 | V10 | 2021-01-01
1286 | BEMS | P0 | Hospital Shah Alam, Selangor | ANESTESIOLOGI | PUMP SYRINGE | Therapeutic Intermediate | 13-217 | 1 | KKM/JKN/HSA/10-05-01/H/15/926 | 4650 | 4650 | V10 | 2021-01-01
1287 | BEMS | P0 | Hospital Shah Alam, Selangor | ANESTESIOLOGI | PUMP SYRINGE | Therapeutic Intermediate | 13-217 | 1 | KKM/JKN/HSA/10-05-01/H/15/927 | 4650 | 4650 | V10 | 2021-01-01
1288 | BEMS | P0 | Hospital Shah Alam, Selangor | ANESTESIOLOGI | PUMP SYRINGE | Therapeutic Intermediate | 13-217 | 1 | KKM/JKN/HSA/10-05-01/H/15/928 | 4650 | 4650 | V10 | 2021-01-01
1289 | BEMS | P0 | Hospital Shah Alam, Selangor | ANESTESIOLOGI | PUMP SYRINGE | Therapeutic Intermediate | 13-217 | 1 | KKM/JKN/HSA/10-05-01/H/15/929 | 4650 | 4650 | V10 | 2021-01-01
1290 | BEMS | P0 | Hospital Shah Alam, Selangor | ANESTESIOLOGI | PUMP SYRINGE | Therapeutic Intermediate | 13-217 | 1 | KKM/JKN/HSA/10-05-01/H/15/930 | 4650 | 4650 | V10 | 2021-01-01
1291 | BEMS | P0 | Hospital Shah Alam, Selangor | ANESTESIOLOGI | PUMP SYRINGE | Therapeutic Intermediate | 13-217 | 1 | KKM/JKN/HSA/10-05-01/H/15/931 | 4650 | 4650 | V10 | 2021-01-01
1292 | BEMS | P0 | Hospital Shah Alam, Selangor | ANESTESIOLOGI | PUMP SYRINGE | Therapeutic Intermediate | 13-217 | 1 | KKM/JKN/HSA/10-05-01/H/15/932 | 4650 | 4650 | V10 | 2021-01-01
1293 | BEMS | P0 | Hospital Shah Alam, Selangor | ANESTESIOLOGI | PUMP SYRINGE | Therapeutic Intermediate | 13-217 | 1 | KKM/JKN/HSA/10-05-01/H/15/933 | 4650 | 4650 | V10 | 2021-01-01
1294 | BEMS | P0 | Hospital Shah Alam, Selangor | ANESTESIOLOGI | PUMP SYRINGE | Therapeutic Intermediate | 13-217 | 1 | KKM/JKN/HSA/10-05-01/H/15/934 | 4650 | 4650 | V10 | 2021-01-01
1295 | BEMS | P0 | Hospital Shah Alam, Selangor | ANESTESIOLOGI | PUMP SYRINGE | Therapeutic Intermediate | 13-217 | 1 | KKM/JKN/HSA/10-05-01/H/15/935 | 4650 | 4650 | V10 | 2021-01-01
1296 | BEMS | P0 | Hospital Shah Alam, Selangor | ANESTESIOLOGI | PUMP SYRINGE | Therapeutic Intermediate | 13-217 | 1 | KKM/JKN/HSA/10-05-01/H/15/936 | 4650 | 4650 | V10 | 2021-01-01
1297 | BEMS | P0 | Hospital Shah Alam, Selangor | ANESTESIOLOGI | PUMP SYRINGE | Therapeutic Intermediate | 13-217 | 1 | KKM/JKN/HSA/10-05-01/H/15/937 | 4650 | 4650 | V10 | 2021-01-01
1298 | BEMS | P0 | Hospital Shah Alam, Selangor | ANESTESIOLOGI | PUMP SYRINGE | Therapeutic Intermediate | 13-217 | 1 | KKM/JKN/HSA/10-05-01/H/15/938 | 4650 | 4650 | V10 | 2021-01-01
1299 | BEMS | P0 | Hospital Shah Alam, Selangor | ANESTESIOLOGI | PUMP SYRINGE | Therapeutic Intermediate | 13-217 | 1 | KKM/JKN/HSA/10-05-01/H/15/939 | 4650 | 4650 | V10 | 2021-01-01
1300 | BEMS | P0 | Hospital Shah Alam, Selangor | ANESTESIOLOGI | PUMP SYRINGE | Therapeutic Intermediate | 13-217 | 1 | KKM/JKN/HSA/10-05-01/H/15/940 | 4650 | 4650 | V10 | 2021-01-01
1301 | BEMS | P0 | Hospital Shah Alam, Selangor | KECEMASAN & TRAUMA | PUMP SYRINGE BASIC DOSE RATE (STAND ALONE) | Therapeutic Intermediate | 13-217 | 1 | KKM/JKN/HSA/10-05-01/H/15/438 | 4300 | 4300 | V10 | 2021-01-01
1302 | BEMS | P0 | Hospital Shah Alam, Selangor | KECEMASAN & TRAUMA | PUMP SYRINGE BASIC DOSE RATE (STAND ALONE) | Therapeutic Intermediate | 13-217 | 1 | KKM/JKN/HSA/10-05-01/H/15/439 | 4300 | 4300 | V10 | 2021-01-01
1303 | BEMS | P0 | Hospital Shah Alam, Selangor | KECEMASAN & TRAUMA | PUMP SYRINGE BASIC DOSE RATE (STAND ALONE) | Therapeutic Intermediate | 13-217 | 1 | KKM/JKN/HSA/10-05-01/H/15/440 | 4300 | 4300 | V10 | 2021-01-01
1304 | BEMS | P0 | Hospital Shah Alam, Selangor | KECEMASAN & TRAUMA | PUMP SYRINGE BASIC DOSE RATE (STAND ALONE) | Therapeutic Intermediate | 13-217 | 1 | KKM/JKN/HSA/10-05-01/H/15/442 | 4300 | 4300 | V10 | 2021-01-01
1305 | BEMS | P0 | Hospital Shah Alam, Selangor | KECEMASAN & TRAUMA | PUMP SYRINGE BASIC DOSE RATE (STAND ALONE) | Therapeutic Intermediate | 13-217 | 1 | KKM/JKN/HSA/10-05-01/H/15/443 | 4300 | 4300 | V10 | 2021-01-01
1306 | BEMS | P0 | Hospital Shah Alam, Selangor | KECEMASAN & TRAUMA | PUMP SYRINGE BASIC DOSE RATE (STAND ALONE) | Therapeutic Intermediate | 13-217 | 1 | KKM/JKN/HSA/10-05-01/H/15/444 | 4300 | 4300 | V10 | 2021-01-01
1307 | BEMS | P0 | Hospital Shah Alam, Selangor | KECEMASAN & TRAUMA | PUMP SYRINGE BASIC DOSE RATE (STAND ALONE) | Therapeutic Intermediate | 13-217 | 1 | KKM/JKN/HSA/10-05-01/H/15/445 | 4300 | 4300 | V10 | 2021-01-01
1308 | BEMS | P0 | Hospital Shah Alam, Selangor | KECEMASAN & TRAUMA | PUMP SYRINGE BASIC DOSE RATE (STAND ALONE) | Therapeutic Intermediate | 13-217 | 1 | KKM/JKN/HSA/10-05-01/H/15/446 | 4300 | 4300 | V10 | 2021-01-01
1309 | BEMS | P0 | Hospital Shah Alam, Selangor | KECEMASAN & TRAUMA | PUMP SYRINGE BASIC DOSE RATE (STAND ALONE) | Therapeutic Intermediate | 13-217 | 1 | KKM/JKN/HSA/10-05-01/H/15/447 | 4300 | 4300 | V10 | 2021-01-01
1310 | BEMS | P0 | Hospital Shah Alam, Selangor | ANESTESIOLOGI | PUMP SYRINGE BASIC DOSE RATE (STAND ALONE) | Therapeutic Intermediate | 13-217 | 1 | KKM/JKN/HSA/10-05-01/H/15/448 | 4300 | 4300 | V10 | 2021-01-01
1311 | BEMS | P0 | Hospital Shah Alam, Selangor | ANESTESIOLOGI | PUMP SYRINGE BASIC DOSE RATE (STAND ALONE) | Therapeutic Intermediate | 13-217 | 1 | KKM/JKN/HSA/10-05-01/H/15/450 | 4300 | 4300 | V10 | 2021-01-01
1312 | BEMS | P0 | Hospital Shah Alam, Selangor | ANESTESIOLOGI | PUMP SYRINGE BASIC DOSE RATE (STAND ALONE) | Therapeutic Intermediate | 13-217 | 1 | KKM/JKN/HSA/10-05-01/H/15/451 | 4300 | 4300 | V10 | 2021-01-01
1313 | BEMS | P0 | Hospital Shah Alam, Selangor | ANESTESIOLOGI | PUMP SYRINGE BASIC DOSE RATE (STAND ALONE) | Therapeutic Intermediate | 13-217 | 1 | KKM/JKN/HSA/10-05-01/H/15/453 | 4300 | 4300 | V10 | 2021-01-01
1314 | BEMS | P0 | Hospital Shah Alam, Selangor | ANESTESIOLOGI | PUMP SYRINGE BASIC DOSE RATE (STAND ALONE) | Therapeutic Intermediate | 13-217 | 1 | KKM/JKN/HSA/10-05-01/H/15/461 | 4300 | 4300 | V10 | 2021-01-01
1315 | BEMS | P0 | Hospital Shah Alam, Selangor | ANESTESIOLOGI | PUMP SYRINGE BASIC DOSE RATE (STAND ALONE) | Therapeutic Intermediate | 13-217 | 1 | KKM/JKN/HSA/10-05-01/H/15/462 | 4300 | 4300 | V10 | 2021-01-01
1316 | BEMS | P0 | Hospital Shah Alam, Selangor | ANESTESIOLOGI | PUMP SYRINGE BASIC DOSE RATE (STAND ALONE) | Therapeutic Intermediate | 13-217 | 1 | KKM/JKN/HSA/10-05-01/H/15/597 | 4300 | 4300 | V10 | 2021-01-01
1317 | BEMS | P0 | Hospital Shah Alam, Selangor | ANESTESIOLOGI | PUMP SYRINGE BASIC DOSE RATE (STAND ALONE) | Therapeutic Intermediate | 13-217 | 1 | KKM/JKN/HSA/10-05-01/H/15/598 | 4300 | 4300 | V10 | 2021-01-01
1318 | BEMS | P0 | Hospital Shah Alam, Selangor | ANESTESIOLOGI | PUMP SYRINGE BASIC DOSE RATE (STAND ALONE) | Therapeutic Intermediate | 13-217 | 1 | KKM/JKN/HSA/10-05-01/H/15/599 | 4300 | 4300 | V10 | 2021-01-01
1319 | BEMS | P0 | Hospital Shah Alam, Selangor | ANESTESIOLOGI | PUMP SYRINGE BASIC DOSE RATE (STAND ALONE) | Therapeutic Intermediate | 13-217 | 1 | KKM/JKN/HSA/10-05-01/H/15/609 | 4300 | 4300 | V10 | 2021-01-01
1320 | BEMS | P0 | Hospital Shah Alam, Selangor | ANESTESIOLOGI | PUMP SYRINGE BASIC DOSE RATE (STAND ALONE) | Therapeutic Intermediate | 13-217 | 1 | KKM/JKN/HSA/10-05-01/H/15/610 | 4300 | 4300 | V10 | 2021-01-01
1321 | BEMS | P0 | Hospital Shah Alam, Selangor | ANESTESIOLOGI | PUMP SYRINGE BASIC DOSE RATE (STAND ALONE) | Therapeutic Intermediate | 13-217 | 1 | KKM/JKN/HSA/10-05-01/H/15/612 | 4300 | 4300 | V10 | 2021-01-01
1322 | BEMS | P0 | Hospital Shah Alam, Selangor | ANESTESIOLOGI | PUMP SYRINGE BASIC DOSE RATE (STAND ALONE) | Therapeutic Intermediate | 13-217 | 1 | KKM/JKN/HSA/10-05-01/H/15/614 | 4300 | 4300 | V10 | 2021-01-01
1323 | BEMS | P0 | Hospital Shah Alam, Selangor | ANESTESIOLOGI | PUMP SYRINGE BASIC DOSE RATE (STAND ALONE) | Therapeutic Intermediate | 13-217 | 1 | KKM/JKN/HSA/10-05-01/H/15/615 | 4300 | 4300 | V10 | 2021-01-01
1324 | BEMS | P0 | Hospital Shah Alam, Selangor | ANESTESIOLOGI | PUMP SYRINGE BASIC DOSE RATE (STAND ALONE) | Therapeutic Intermediate | 13-217 | 1 | KKM/JKN/HSA/10-05-01/H/15/616 | 4300 | 4300 | V10 | 2021-01-01
1325 | BEMS | P0 | Hospital Shah Alam, Selangor | ANESTESIOLOGI | PUMP SYRINGE BASIC DOSE RATE (STAND ALONE) | Therapeutic Intermediate | 13-217 | 1 | KKM/JKN/HSA/10-05-01/H/15/617 | 4300 | 4300 | V10 | 2021-01-01
1326 | BEMS | P0 | Hospital Shah Alam, Selangor | PEDIATRIK | PUMP SYRINGE BASIC DOSE RATE (STAND ALONE) | Therapeutic Intermediate | 13-217 | 1 | KKM/JKN/HSA/10-05-01/H/15/654 | 4300 | 4300 | V10 | 2021-01-01
1327 | BEMS | P0 | Hospital Shah Alam, Selangor | PEDIATRIK | PUMP SYRINGE BASIC DOSE RATE (STAND ALONE) | Therapeutic Intermediate | 13-217 | 1 | KKM/JKN/HSA/10-05-01/H/15/655 | 4300 | 4300 | V10 | 2021-01-01
1328 | BEMS | P0 | Hospital Shah Alam, Selangor | PEDIATRIK | PUMP SYRINGE BASIC DOSE RATE (STAND ALONE) | Therapeutic Intermediate | 13-217 | 1 | KKM/JKN/HSA/10-05-01/H/15/656 | 4300 | 4300 | V10 | 2021-01-01
1329 | BEMS | P0 | Hospital Shah Alam, Selangor | PEDIATRIK | PUMP SYRINGE BASIC DOSE RATE (STAND ALONE) | Therapeutic Intermediate | 13-217 | 1 | KKM/JKN/HSA/10-05-01/H/15/658 | 4300 | 4300 | V10 | 2021-01-01
1330 | BEMS | P0 | Hospital Shah Alam, Selangor | PEDIATRIK | PUMP SYRINGE BASIC DOSE RATE (STAND ALONE) | Therapeutic Intermediate | 13-217 | 1 | KKM/JKN/HSA/10-05-01/H/15/659 | 4300 | 4300 | V10 | 2021-01-01
1331 | BEMS | P0 | Hospital Shah Alam, Selangor | PEDIATRIK | PUMP SYRINGE BASIC DOSE RATE (STAND ALONE) | Therapeutic Intermediate | 13-217 | 1 | KKM/JKN/HSA/10-05-01/H/15/660 | 4300 | 4300 | V10 | 2021-01-01
1332 | BEMS | P0 | Hospital Shah Alam, Selangor | PEDIATRIK | PUMP SYRINGE BASIC DOSE RATE (STAND ALONE) | Therapeutic Intermediate | 13-217 | 1 | KKM/JKN/HSA/10-05-01/H/15/661 | 4300 | 4300 | V10 | 2021-01-01
1333 | BEMS | P0 | Hospital Shah Alam, Selangor | PEDIATRIK | PUMP SYRINGE BASIC DOSE RATE (STAND ALONE) | Therapeutic Intermediate | 13-217 | 1 | KKM/JKN/HSA/10-05-01/H/15/662 | 4300 | 4300 | V10 | 2021-01-01
1334 | BEMS | P0 | Hospital Shah Alam, Selangor | ANESTESIOLOGI | PUMP SYRINGE BASIC DOSE RATE (STAND ALONE) | Therapeutic Intermediate | 13-217 | 1 | KKM/JKN/HSA/10-05-01/H/15/665 | 4300 | 4300 | V10 | 2021-01-01
1335 | BEMS | P0 | Hospital Shah Alam, Selangor | ANESTESIOLOGI | PUMP SYRINGE BASIC DOSE RATE (STAND ALONE) | Therapeutic Intermediate | 13-217 | 1 | KKM/JKN/HSA/10-05-01/H/15/666 | 4300 | 4300 | V10 | 2021-01-01
1336 | BEMS | P0 | Hospital Shah Alam, Selangor | ANESTESIOLOGI | PUMP SYRINGE BASIC DOSE RATE (STAND ALONE) | Therapeutic Intermediate | 13-217 | 1 | KKM/JKN/HSA/10-05-01/H/15/668 | 4300 | 4300 | V10 | 2021-01-01
1337 | BEMS | P0 | Hospital Shah Alam, Selangor | ANESTESIOLOGI | PUMP SYRINGE BASIC DOSE RATE (STAND ALONE) | Therapeutic Intermediate | 13-217 | 1 | KKM/JKN/HSA/10-05-01/H/15/669 | 4300 | 4300 | V10 | 2021-01-01
1338 | BEMS | P0 | Hospital Shah Alam, Selangor | ANESTESIOLOGI | PUMP SYRINGE BASIC DOSE RATE (STAND ALONE) | Therapeutic Intermediate | 13-217 | 1 | KKM/JKN/HSA/10-05-01/H/15/670 | 4300 | 4300 | V10 | 2021-01-01
1339 | BEMS | P0 | Hospital Shah Alam, Selangor | ANESTESIOLOGI | PUMP SYRINGE BASIC DOSE RATE (STAND ALONE) | Therapeutic Intermediate | 13-217 | 1 | KKM/JKN/HSA/10-05-01/H/15/671 | 4300 | 4300 | V10 | 2021-01-01
1340 | BEMS | P0 | Hospital Shah Alam, Selangor | ANESTESIOLOGI | PUMP SYRINGE BASIC DOSE RATE (STAND ALONE) | Therapeutic Intermediate | 13-217 | 1 | KKM/JKN/HSA/10-05-01/H/15/672 | 4300 | 4300 | V10 | 2021-01-01
1341 | BEMS | P0 | Hospital Shah Alam, Selangor | ANESTESIOLOGI | PUMP SYRINGE BASIC DOSE RATE (STAND ALONE) | Therapeutic Intermediate | 13-217 | 1 | KKM/JKN/HSA/10-05-01/H/15/673 | 4300 | 4300 | V10 | 2021-01-01
1342 | BEMS | P0 | Hospital Shah Alam, Selangor | ANESTESIOLOGI | PUMP SYRINGE BASIC DOSE RATE (STAND ALONE) | Therapeutic Intermediate | 13-217 | 1 | KKM/JKN/HSA/10-05-01/H/15/674 | 4300 | 4300 | V10 | 2021-01-01
1343 | BEMS | P0 | Hospital Shah Alam, Selangor | ANESTESIOLOGI | PUMP SYRINGE BASIC DOSE RATE (STAND ALONE) | Therapeutic Intermediate | 13-217 | 1 | KKM/JKN/HSA/10-05-01/H/15/675 | 4300 | 4300 | V10 | 2021-01-01
1344 | BEMS | P0 | Hospital Shah Alam, Selangor | ANESTESIOLOGI | PUMP SYRINGE BASIC DOSE RATE (STAND ALONE) | Therapeutic Intermediate | 13-217 | 1 | KKM/JKN/HSA/10-05-01/H/15/676 | 4300 | 4300 | V10 | 2021-01-01
1345 | BEMS | P0 | Hospital Shah Alam, Selangor | ANESTESIOLOGI | PUMP SYRINGE BASIC DOSE RATE (STAND ALONE) | Therapeutic Intermediate | 13-217 | 1 | KKM/JKN/HSA/10-05-01/H/15/677 | 4300 | 4300 | V10 | 2021-01-01
1346 | BEMS | P0 | Hospital Shah Alam, Selangor | ANESTESIOLOGI | PUMP SYRINGE BASIC DOSE RATE (STAND ALONE) | Therapeutic Intermediate | 13-217 | 1 | KKM/JKN/HSA/10-05-01/H/15/678 | 4300 | 4300 | V10 | 2021-01-01
1347 | BEMS | P0 | Hospital Shah Alam, Selangor | ANESTESIOLOGI | PUMP SYRINGE BASIC DOSE RATE (STAND ALONE) | Therapeutic Intermediate | 13-217 | 1 | KKM/JKN/HSA/10-05-01/H/15/679 | 4300 | 4300 | V10 | 2021-01-01
1348 | BEMS | P0 | Hospital Shah Alam, Selangor | ANESTESIOLOGI | PUMP SYRINGE BASIC DOSE RATE (STAND ALONE) | Therapeutic Intermediate | 13-217 | 1 | KKM/JKN/HSA/10-05-01/H/15/680 | 4300 | 4300 | V10 | 2021-01-01
1349 | BEMS | P0 | Hospital Shah Alam, Selangor | ANESTESIOLOGI | PUMP SYRINGE BASIC DOSE RATE (STAND ALONE) | Therapeutic Intermediate | 13-217 | 1 | KKM/JKN/HSA/10-05-01/H/15/681 | 4300 | 4300 | V10 | 2021-01-01
1350 | BEMS | P0 | Hospital Shah Alam, Selangor | ANESTESIOLOGI | PUMP SYRINGE BASIC DOSE RATE (STAND ALONE) | Therapeutic Intermediate | 13-217 | 1 | KKM/JKN/HSA/10-05-01/H/15/682 | 4300 | 4300 | V10 | 2021-01-01
1351 | BEMS | P0 | Hospital Shah Alam, Selangor | ANESTESIOLOGI | PUMP SYRINGE BASIC DOSE RATE (STAND ALONE) | Therapeutic Intermediate | 13-217 | 1 | KKM/JKN/HSA/10-05-01/H/15/683 | 4300 | 4300 | V10 | 2021-01-01
1352 | BEMS | P0 | Hospital Shah Alam, Selangor | ANESTESIOLOGI | PUMP SYRINGE BASIC DOSE RATE (STAND ALONE) | Therapeutic Intermediate | 13-217 | 1 | KKM/JKN/HSA/10-05-01/H/15/684 | 4300 | 4300 | V10 | 2021-01-01
1353 | BEMS | P0 | Hospital Shah Alam, Selangor | ANESTESIOLOGI | PUMP SYRINGE BASIC DOSE RATE (STAND ALONE) | Therapeutic Intermediate | 13-217 | 1 | KKM/JKN/HSA/10-05-01/H/15/694 | 4300 | 4300 | V10 | 2021-01-01
1354 | BEMS | P0 | Hospital Shah Alam, Selangor | ANESTESIOLOGI | PUMP SYRINGE BASIC DOSE RATE (STAND ALONE) | Therapeutic Intermediate | 13-217 | 1 | KKM/JKN/HSA/10-05-01/H/15/695 | 4300 | 4300 | V10 | 2021-01-01
1355 | BEMS | P0 | Hospital Shah Alam, Selangor | ANESTESIOLOGI | PUMP SYRINGE BASIC DOSE RATE (STAND ALONE) | Therapeutic Intermediate | 13-217 | 1 | KKM/JKN/HSA/10-05-01/H/15/696 | 4300 | 4300 | V10 | 2021-01-01
1356 | BEMS | P0 | Hospital Shah Alam, Selangor | ANESTESIOLOGI | PUMP SYRINGE BASIC DOSE RATE (STAND ALONE) | Therapeutic Intermediate | 13-217 | 1 | KKM/JKN/HSA/10-05-01/H/15/697 | 4300 | 4300 | V10 | 2021-01-01
1357 | BEMS | P0 | Hospital Shah Alam, Selangor | ANESTESIOLOGI | PUMP SYRINGE BASIC DOSE RATE (STAND ALONE) | Therapeutic Intermediate | 13-217 | 1 | KKM/JKN/HSA/10-05-01/H/15/698 | 4300 | 4300 | V10 | 2021-01-01
1358 | BEMS | P0 | Hospital Shah Alam, Selangor | ANESTESIOLOGI | PUMP SYRINGE BASIC DOSE RATE (STAND ALONE) | Therapeutic Intermediate | 13-217 | 1 | KKM/JKN/HSA/10-05-01/H/15/699 | 4300 | 4300 | V10 | 2021-01-01
1359 | BEMS | P0 | Hospital Shah Alam, Selangor | ANESTESIOLOGI | PUMP SYRINGE BASIC DOSE RATE (STAND ALONE) | Therapeutic Intermediate | 13-217 | 1 | KKM/JKN/HSA/10-05-01/H/15/700 | 4300 | 4300 | V10 | 2021-01-01
1360 | BEMS | P0 | Hospital Shah Alam, Selangor | ANESTESIOLOGI | PUMP SYRINGE BASIC DOSE RATE (STAND ALONE) | Therapeutic Intermediate | 13-217 | 1 | KKM/JKN/HSA/10-05-01/H/15/701 | 4300 | 4300 | V10 | 2021-01-01
1361 | BEMS | P0 | Hospital Shah Alam, Selangor | ANESTESIOLOGI | PUMP SYRINGE BASIC DOSE RATE (STAND ALONE) | Therapeutic Intermediate | 13-217 | 1 | KKM/JKN/HSA/10-05-01/H/15/702 | 4300 | 4300 | V10 | 2021-01-01
1362 | BEMS | P0 | Hospital Shah Alam, Selangor | ANESTESIOLOGI | PUMP SYRINGE BASIC DOSE RATE (STAND ALONE) | Therapeutic Intermediate | 13-217 | 1 | KKM/JKN/HSA/10-05-01/H/15/703 | 4300 | 4300 | V10 | 2021-01-01
1363 | BEMS | P0 | Hospital Shah Alam, Selangor | ANESTESIOLOGI | PUMP SYRINGE BASIC DOSE RATE (STAND ALONE) | Therapeutic Intermediate | 13-217 | 1 | KKM/JKN/HSA/10-05-01/H/15/704 | 4300 | 4300 | V10 | 2021-01-01
1364 | BEMS | P0 | Hospital Shah Alam, Selangor | ANESTESIOLOGI | PUMP SYRINGE BASIC DOSE RATE (STAND ALONE) | Therapeutic Intermediate | 13-217 | 1 | KKM/JKN/HSA/10-05-01/H/15/705 | 4300 | 4300 | V10 | 2021-01-01
1365 | BEMS | P0 | Hospital Shah Alam, Selangor | ANESTESIOLOGI | PUMP SYRINGE BASIC DOSE RATE (STAND ALONE) | Therapeutic Intermediate | 13-217 | 1 | KKM/JKN/HSA/10-05-01/H/15/706 | 4300 | 4300 | V10 | 2021-01-01
1366 | BEMS | P0 | Hospital Shah Alam, Selangor | ANESTESIOLOGI | PUMP SYRINGE BASIC DOSE RATE (STAND ALONE) | Therapeutic Intermediate | 13-217 | 1 | KKM/JKN/HSA/10-05-01/H/15/707 | 4300 | 4300 | V10 | 2021-01-01
1367 | BEMS | P0 | Hospital Shah Alam, Selangor | ANESTESIOLOGI | PUMP SYRINGE BASIC DOSE RATE (STAND ALONE) | Therapeutic Intermediate | 13-217 | 1 | KKM/JKN/HSA/10-05-01/H/15/708 | 4300 | 4300 | V10 | 2021-01-01
1368 | BEMS | P0 | Hospital Shah Alam, Selangor | ANESTESIOLOGI | PUMP SYRINGE BASIC DOSE RATE (STAND ALONE) | Therapeutic Intermediate | 13-217 | 1 | KKM/JKN/HSA/10-05-01/H/15/709 | 4300 | 4300 | V10 | 2021-01-01
1369 | BEMS | P0 | Hospital Shah Alam, Selangor | ANESTESIOLOGI | PUMP SYRINGE BASIC DOSE RATE (STAND ALONE) | Therapeutic Intermediate | 13-217 | 1 | KKM/JKN/HSA/10-05-01/H/15/710 | 4300 | 4300 | V10 | 2021-01-01
1370 | BEMS | P0 | Hospital Shah Alam, Selangor | ANESTESIOLOGI | PUMP SYRINGE BASIC DOSE RATE (STAND ALONE) | Therapeutic Intermediate | 13-217 | 1 | KKM/JKN/HSA/10-05-01/H/15/711 | 4300 | 4300 | V10 | 2021-01-01
1371 | BEMS | P0 | Hospital Shah Alam, Selangor | ANESTESIOLOGI | PUMP SYRINGE BASIC DOSE RATE (STAND ALONE) | Therapeutic Intermediate | 13-217 | 1 | KKM/JKN/HSA/10-05-01/H/15/712 | 4300 | 4300 | V10 | 2021-01-01
1372 | BEMS | P0 | Hospital Shah Alam, Selangor | ANESTESIOLOGI | PUMP SYRINGE BASIC DOSE RATE (STAND ALONE) | Therapeutic Intermediate | 13-217 | 1 | KKM/JKN/HSA/10-05-01/H/15/713 | 4300 | 4300 | V10 | 2021-01-01
1373 | BEMS | P0 | Hospital Shah Alam, Selangor | ANESTESIOLOGI | PUMP SYRINGE BASIC DOSE RATE (STAND ALONE) | Therapeutic Intermediate | 13-217 | 1 | KKM/JKN/HSA/10-05-01/H/15/714 | 4300 | 4300 | V10 | 2021-01-01
1374 | BEMS | P0 | Hospital Shah Alam, Selangor | ANESTESIOLOGI | PUMP SYRINGE BASIC DOSE RATE (STAND ALONE) | Therapeutic Intermediate | 13-217 | 1 | KKM/JKN/HSA/10-05-01/H/15/715 | 4300 | 4300 | V10 | 2021-01-01
1375 | BEMS | P0 | Hospital Shah Alam, Selangor | ANESTESIOLOGI | PUMP SYRINGE BASIC DOSE RATE (STAND ALONE) | Therapeutic Intermediate | 13-217 | 1 | KKM/JKN/HSA/10-05-01/H/15/716 | 4300 | 4300 | V10 | 2021-01-01
1376 | BEMS | P0 | Hospital Shah Alam, Selangor | ANESTESIOLOGI | PUMP SYRINGE BASIC DOSE RATE (STAND ALONE) | Therapeutic Intermediate | 13-217 | 1 | KKM/JKN/HSA/10-05-01/H/15/717 | 4300 | 4300 | V10 | 2021-01-01
1377 | BEMS | P0 | Hospital Shah Alam, Selangor | ANESTESIOLOGI | PUMP SYRINGE BASIC DOSE RATE (STAND ALONE) | Therapeutic Intermediate | 13-217 | 1 | KKM/JKN/HSA/10-05-01/H/15/718 | 4300 | 4300 | V10 | 2021-01-01
1378 | BEMS | P0 | Hospital Shah Alam, Selangor | ANESTESIOLOGI | PUMP SYRINGE BASIC DOSE RATE (STAND ALONE) | Therapeutic Intermediate | 13-217 | 1 | KKM/JKN/HSA/10-05-01/H/15/719 | 4300 | 4300 | V10 | 2021-01-01
1379 | BEMS | P0 | Hospital Shah Alam, Selangor | ANESTESIOLOGI | PUMP SYRINGE BASIC DOSE RATE (STAND ALONE) | Therapeutic Intermediate | 13-217 | 1 | KKM/JKN/HSA/10-05-01/H/15/720 | 4300 | 4300 | V10 | 2021-01-01
1380 | BEMS | P0 | Hospital Shah Alam, Selangor | ANESTESIOLOGI | PUMP SYRINGE BASIC DOSE RATE (STAND ALONE) | Therapeutic Intermediate | 13-217 | 1 | KKM/JKN/HSA/10-05-01/H/15/721 | 4300 | 4300 | V10 | 2021-01-01
1381 | BEMS | P0 | Hospital Shah Alam, Selangor | ANESTESIOLOGI | PUMP SYRINGE BASIC DOSE RATE (STAND ALONE) | Therapeutic Intermediate | 13-217 | 1 | KKM/JKN/HSA/10-05-01/H/15/722 | 4300 | 4300 | V10 | 2021-01-01
1382 | BEMS | P0 | Hospital Shah Alam, Selangor | ANESTESIOLOGI | PUMP SYRINGE BASIC DOSE RATE (STAND ALONE) | Therapeutic Intermediate | 13-217 | 1 | KKM/JKN/HSA/10-05-01/H/15/723 | 4300 | 4300 | V10 | 2021-01-01
1383 | BEMS | P0 | Hospital Shah Alam, Selangor | ANESTESIOLOGI | PUMP SYRINGE BASIC DOSE RATE (STAND ALONE) | Therapeutic Intermediate | 13-217 | 1 | KKM/JKN/HSA/10-05-01/H/15/724 | 4300 | 4300 | V10 | 2021-01-01
1384 | BEMS | P0 | Hospital Shah Alam, Selangor | ANESTESIOLOGI | PUMP SYRINGE BASIC DOSE RATE (STAND ALONE) | Therapeutic Intermediate | 13-217 | 1 | KKM/JKN/HSA/10-05-01/H/15/725 | 4300 | 4300 | V10 | 2021-01-01
1385 | BEMS | P0 | Hospital Shah Alam, Selangor | ANESTESIOLOGI | PUMP SYRINGE BASIC DOSE RATE (STAND ALONE) | Therapeutic Intermediate | 13-217 | 1 | KKM/JKN/HSA/10-05-01/H/15/726 | 4300 | 4300 | V10 | 2021-01-01
1386 | BEMS | P0 | Hospital Shah Alam, Selangor | ANESTESIOLOGI | PUMP SYRINGE BASIC DOSE RATE (STAND ALONE) | Therapeutic Intermediate | 13-217 | 1 | KKM/JKN/HSA/10-05-01/H/15/727 | 4300 | 4300 | V10 | 2021-01-01
1387 | BEMS | P0 | Hospital Shah Alam, Selangor | ANESTESIOLOGI | PUMP SYRINGE BASIC DOSE RATE (STAND ALONE) | Therapeutic Intermediate | 13-217 | 1 | KKM/JKN/HSA/10-05-01/H/15/728 | 4300 | 4300 | V10 | 2021-01-01
1388 | BEMS | P0 | Hospital Shah Alam, Selangor | ANESTESIOLOGI | PUMP SYRINGE BASIC DOSE RATE (STAND ALONE) | Therapeutic Intermediate | 13-217 | 1 | KKM/JKN/HSA/10-05-01/H/15/729 | 4300 | 4300 | V10 | 2021-01-01
1389 | BEMS | P0 | Hospital Shah Alam, Selangor | ANESTESIOLOGI | PUMP SYRINGE BASIC DOSE RATE (STAND ALONE) | Therapeutic Intermediate | 13-217 | 1 | KKM/JKN/HSA/10-05-01/H/15/730 | 4300 | 4300 | V10 | 2021-01-01
1390 | BEMS | P0 | Hospital Shah Alam, Selangor | ANESTESIOLOGI | PUMP SYRINGE BASIC DOSE RATE (STAND ALONE) | Therapeutic Intermediate | 13-217 | 1 | KKM/JKN/HSA/10-05-01/H/15/731 | 4300 | 4300 | V10 | 2021-01-01
1391 | BEMS | P0 | Hospital Shah Alam, Selangor | ANESTESIOLOGI | PUMP SYRINGE BASIC DOSE RATE (STAND ALONE) | Therapeutic Intermediate | 13-217 | 1 | KKM/JKN/HSA/10-05-01/H/15/732 | 4300 | 4300 | V10 | 2021-01-01
1392 | BEMS | P0 | Hospital Shah Alam, Selangor | PEDIATRIK | PUMP SYRINGE BASIC DOSE RATE (STAND ALONE) | Therapeutic Intermediate | 13-217 | 1 | KKM/JKN/HSA/10-05-01/H/15/755 | 4300 | 4300 | V10 | 2021-01-01
1393 | BEMS | P0 | Hospital Shah Alam, Selangor | PEDIATRIK | PUMP SYRINGE BASIC DOSE RATE (STAND ALONE) | Therapeutic Intermediate | 13-217 | 1 | KKM/JKN/HSA/10-05-01/H/15/756 | 4300 | 4300 | V10 | 2021-01-01
1394 | BEMS | P0 | Hospital Shah Alam, Selangor | PEDIATRIK | PUMP SYRINGE BASIC DOSE RATE (STAND ALONE) | Therapeutic Intermediate | 13-217 | 1 | KKM/JKN/HSA/10-05-01/H/15/757 | 4300 | 4300 | V10 | 2021-01-01
1395 | BEMS | P0 | Hospital Shah Alam, Selangor | PEDIATRIK | PUMP SYRINGE BASIC DOSE RATE (STAND ALONE) | Therapeutic Intermediate | 13-217 | 1 | KKM/JKN/HSA/10-05-01/H/15/758 | 4300 | 4300 | V10 | 2021-01-01
1396 | BEMS | P0 | Hospital Shah Alam, Selangor | PEDIATRIK | PUMP SYRINGE BASIC DOSE RATE (STAND ALONE) | Therapeutic Intermediate | 13-217 | 1 | KKM/JKN/HSA/10-05-01/H/15/759 | 4300 | 4300 | V10 | 2021-01-01
1397 | BEMS | P0 | Hospital Shah Alam, Selangor | PEDIATRIK | PUMP SYRINGE BASIC DOSE RATE (STAND ALONE) | Therapeutic Intermediate | 13-217 | 1 | KKM/JKN/HSA/10-05-01/H/15/760 | 4300 | 4300 | V10 | 2021-01-01
1398 | BEMS | P0 | Hospital Shah Alam, Selangor | PEDIATRIK | PUMP SYRINGE BASIC DOSE RATE (STAND ALONE) | Therapeutic Intermediate | 13-217 | 1 | KKM/JKN/HSA/10-05-01/H/15/763 | 4300 | 4300 | V10 | 2021-01-01
1399 | BEMS | P0 | Hospital Shah Alam, Selangor | PEDIATRIK | PUMP SYRINGE BASIC DOSE RATE (STAND ALONE) | Therapeutic Intermediate | 13-217 | 1 | KKM/JKN/HSA/10-05-01/H/15/766 | 4300 | 4300 | V10 | 2021-01-01
1400 | BEMS | P0 | Hospital Shah Alam, Selangor | PEDIATRIK | PUMP SYRINGE BASIC DOSE RATE (STAND ALONE) | Therapeutic Intermediate | 13-217 | 1 | KKM/JKN/HSA/10-05-01/H/15/768 | 4300 | 4300 | V10 | 2021-01-01
1401 | BEMS | P0 | Hospital Shah Alam, Selangor | PEDIATRIK | PUMP SYRINGE BASIC DOSE RATE (STAND ALONE) | Therapeutic Intermediate | 13-217 | 1 | KKM/JKN/HSA/10-05-01/H/15/770 | 4300 | 4300 | V10 | 2021-01-01
1402 | BEMS | P0 | Hospital Shah Alam, Selangor | PEDIATRIK | PUMP SYRINGE BASIC DOSE RATE (STAND ALONE) | Therapeutic Intermediate | 13-217 | 1 | KKM/JKN/HSA/10-05-01/H/15/771 | 4300 | 4300 | V10 | 2021-01-01
1403 | BEMS | P0 | Hospital Shah Alam, Selangor | PEDIATRIK | PUMP SYRINGE BASIC DOSE RATE (STAND ALONE) | Therapeutic Intermediate | 13-217 | 1 | KKM/JKN/HSA/10-05-01/H/15/773 | 4300 | 4300 | V10 | 2021-01-01
1404 | BEMS | P0 | Hospital Shah Alam, Selangor | PEDIATRIK | PUMP SYRINGE BASIC DOSE RATE (STAND ALONE) | Therapeutic Intermediate | 13-217 | 1 | KKM/JKN/HSA/10-05-01/H/15/774 | 4300 | 4300 | V10 | 2021-01-01
1405 | BEMS | P0 | Hospital Shah Alam, Selangor | PEDIATRIK | PUMP SYRINGE BASIC DOSE RATE (STAND ALONE) | Therapeutic Intermediate | 13-217 | 1 | KKM/JKN/HSA/10-05-01/H/15/776 | 4300 | 4300 | V10 | 2021-01-01
1406 | BEMS | P0 | Hospital Shah Alam, Selangor | PEDIATRIK | PUMP SYRINGE BASIC DOSE RATE (STAND ALONE) | Therapeutic Intermediate | 13-217 | 1 | KKM/JKN/HSA/10-05-01/H/15/778 | 4300 | 4300 | V10 | 2021-01-01
1407 | BEMS | P0 | Hospital Shah Alam, Selangor | PEDIATRIK | PUMP SYRINGE BASIC DOSE RATE (STAND ALONE) | Therapeutic Intermediate | 13-217 | 1 | KKM/JKN/HSA/10-05-01/H/15/780 | 4300 | 4300 | V10 | 2021-01-01
1408 | BEMS | P0 | Hospital Shah Alam, Selangor | PEDIATRIK | PUMP SYRINGE BASIC DOSE RATE (STAND ALONE) | Therapeutic Intermediate | 13-217 | 1 | KKM/JKN/HSA/10-05-01/H/15/781 | 4300 | 4300 | V10 | 2021-01-01
1409 | BEMS | P0 | Hospital Shah Alam, Selangor | PEDIATRIK | PUMP SYRINGE BASIC DOSE RATE (STAND ALONE) | Therapeutic Intermediate | 13-217 | 1 | KKM/JKN/HSA/10-05-01/H/15/783 | 4300 | 4300 | V10 | 2021-01-01
1410 | BEMS | P0 | Hospital Shah Alam, Selangor | PEDIATRIK | PUMP SYRINGE BASIC DOSE RATE (STAND ALONE) | Therapeutic Intermediate | 13-217 | 1 | KKM/JKN/HSA/10-05-01/H/15/785 | 4300 | 4300 | V10 | 2021-01-01
1411 | BEMS | P0 | Hospital Shah Alam, Selangor | PEDIATRIK | PUMP SYRINGE BASIC DOSE RATE (STAND ALONE) | Therapeutic Intermediate | 13-217 | 1 | KKM/JKN/HSA/10-05-01/H/15/788 | 4300 | 4300 | V10 | 2021-01-01
1412 | BEMS | P0 | Hospital Shah Alam, Selangor | PEDIATRIK | PUMP SYRINGE BASIC DOSE RATE (STAND ALONE) | Therapeutic Intermediate | 13-217 | 1 | KKM/JKN/HSA/10-05-01/H/15/790 | 4300 | 4300 | V10 | 2021-01-01
1413 | BEMS | P0 | Hospital Shah Alam, Selangor | PEDIATRIK | PUMP SYRINGE BASIC DOSE RATE (STAND ALONE) | Therapeutic Intermediate | 13-217 | 1 | KKM/JKN/HSA/10-05-01/H/15/792 | 4300 | 4300 | V10 | 2021-01-01
1414 | BEMS | P0 | Hospital Shah Alam, Selangor | PEDIATRIK | PUMP SYRINGE BASIC DOSE RATE (STAND ALONE) | Therapeutic Intermediate | 13-217 | 1 | KKM/JKN/HSA/10-05-01/H/15/793 | 4300 | 4300 | V10 | 2021-01-01
1415 | BEMS | P0 | Hospital Shah Alam, Selangor | PEDIATRIK | PUMP SYRINGE BASIC DOSE RATE (STAND ALONE) | Therapeutic Intermediate | 13-217 | 1 | KKM/JKN/HSA/10-05-01/H/15/794 | 4300 | 4300 | V10 | 2021-01-01
1416 | BEMS | P0 | Hospital Shah Alam, Selangor | PEDIATRIK | PUMP SYRINGE BASIC DOSE RATE (STAND ALONE) | Therapeutic Intermediate | 13-217 | 1 | KKM/JKN/HSA/10-05-01/H/15/795 | 4300 | 4300 | V10 | 2021-01-01
1417 | BEMS | P0 | Hospital Shah Alam, Selangor | PEDIATRIK | PUMP SYRINGE BASIC DOSE RATE (STAND ALONE) | Therapeutic Intermediate | 13-217 | 1 | KKM/JKN/HSA/10-05-01/H/15/796 | 4300 | 4300 | V10 | 2021-01-01
1418 | BEMS | P0 | Hospital Shah Alam, Selangor | PEDIATRIK | PUMP SYRINGE BASIC DOSE RATE (STAND ALONE) | Therapeutic Intermediate | 13-217 | 1 | KKM/JKN/HSA/10-05-01/H/15/797 | 4300 | 4300 | V10 | 2021-01-01
1419 | BEMS | P0 | Hospital Shah Alam, Selangor | PEDIATRIK | PUMP SYRINGE BASIC DOSE RATE (STAND ALONE) | Therapeutic Intermediate | 13-217 | 1 | KKM/JKN/HSA/10-05-01/H/15/798 | 4300 | 4300 | V10 | 2021-01-01
1420 | BEMS | P0 | Hospital Shah Alam, Selangor | PEDIATRIK | PUMP SYRINGE BASIC DOSE RATE (STAND ALONE) | Therapeutic Intermediate | 13-217 | 1 | KKM/JKN/HSA/10-05-01/H/15/799 | 4300 | 4300 | V10 | 2021-01-01
1421 | BEMS | P0 | Hospital Shah Alam, Selangor | PEDIATRIK | PUMP SYRINGE BASIC DOSE RATE (STAND ALONE) | Therapeutic Intermediate | 13-217 | 1 | KKM/JKN/HSA/10-05-01/H/15/800 | 4300 | 4300 | V10 | 2021-01-01
1422 | BEMS | P0 | Hospital Shah Alam, Selangor | PEDIATRIK | PUMP SYRINGE BASIC DOSE RATE (STAND ALONE) | Therapeutic Intermediate | 13-217 | 1 | KKM/JKN/HSA/10-05-01/H/15/801 | 4300 | 4300 | V10 | 2021-01-01
1423 | BEMS | P0 | Hospital Shah Alam, Selangor | PEDIATRIK | PUMP SYRINGE BASIC DOSE RATE (STAND ALONE) | Therapeutic Intermediate | 13-217 | 1 | KKM/JKN/HSA/10-05-01/H/15/802 | 4300 | 4300 | V10 | 2021-01-01
1424 | BEMS | P0 | Hospital Shah Alam, Selangor | PEDIATRIK | PUMP SYRINGE BASIC DOSE RATE (STAND ALONE) | Therapeutic Intermediate | 13-217 | 1 | KKM/JKN/HSA/10-05-01/H/15/803 | 4300 | 4300 | V10 | 2021-01-01
1425 | BEMS | P0 | Hospital Shah Alam, Selangor | PEDIATRIK | PUMP SYRINGE BASIC DOSE RATE (STAND ALONE) | Therapeutic Intermediate | 13-217 | 1 | KKM/JKN/HSA/10-05-01/H/15/804 | 4300 | 4300 | V10 | 2021-01-01
1426 | BEMS | P0 | Hospital Shah Alam, Selangor | PEDIATRIK | PUMP SYRINGE BASIC DOSE RATE (STAND ALONE) | Therapeutic Intermediate | 13-217 | 1 | KKM/JKN/HSA/10-05-01/H/15/805 | 4300 | 4300 | V10 | 2021-01-01
1427 | BEMS | P0 | Hospital Shah Alam, Selangor | PEDIATRIK | PUMP SYRINGE BASIC DOSE RATE (STAND ALONE) | Therapeutic Intermediate | 13-217 | 1 | KKM/JKN/HSA/10-05-01/H/15/806 | 4300 | 4300 | V10 | 2021-01-01
1428 | BEMS | P0 | Hospital Shah Alam, Selangor | PEDIATRIK | PUMP SYRINGE BASIC DOSE RATE (STAND ALONE) | Therapeutic Intermediate | 13-217 | 1 | KKM/JKN/HSA/10-05-01/H/15/807 | 4300 | 4300 | V10 | 2021-01-01
1429 | BEMS | P0 | Hospital Shah Alam, Selangor | PEDIATRIK | PUMP SYRINGE BASIC DOSE RATE (STAND ALONE) | Therapeutic Intermediate | 13-217 | 1 | KKM/JKN/HSA/10-05-01/H/15/808 | 4300 | 4300 | V10 | 2021-01-01
1430 | BEMS | P0 | Hospital Shah Alam, Selangor | PEDIATRIK | PUMP SYRINGE BASIC DOSE RATE (STAND ALONE) | Therapeutic Intermediate | 13-217 | 1 | KKM/JKN/HSA/10-05-01/H/15/809 | 4300 | 4300 | V10 | 2021-01-01
1431 | BEMS | P0 | Hospital Shah Alam, Selangor | PEDIATRIK | PUMP SYRINGE BASIC DOSE RATE (STAND ALONE) | Therapeutic Intermediate | 13-217 | 1 | KKM/JKN/HSA/10-05-01/H/15/810 | 4300 | 4300 | V10 | 2021-01-01
1432 | BEMS | P0 | Hospital Shah Alam, Selangor | PEDIATRIK | PUMP SYRINGE BASIC DOSE RATE (STAND ALONE) | Therapeutic Intermediate | 13-217 | 1 | KKM/JKN/HSA/10-05-01/H/15/811 | 4300 | 4300 | V10 | 2021-01-01
1433 | BEMS | P0 | Hospital Shah Alam, Selangor | PEDIATRIK | PUMP SYRINGE BASIC DOSE RATE (STAND ALONE) | Therapeutic Intermediate | 13-217 | 1 | KKM/JKN/HSA/10-05-01/H/15/812 | 4300 | 4300 | V10 | 2021-01-01
1434 | BEMS | P0 | Hospital Shah Alam, Selangor | PEDIATRIK | PUMP SYRINGE BASIC DOSE RATE (STAND ALONE) | Therapeutic Intermediate | 13-217 | 1 | KKM/JKN/HSA/10-05-01/H/15/813 | 4300 | 4300 | V10 | 2021-01-01
1435 | BEMS | P0 | Hospital Shah Alam, Selangor | PEDIATRIK | PUMP SYRINGE BASIC DOSE RATE (STAND ALONE) | Therapeutic Intermediate | 13-217 | 1 | KKM/JKN/HSA/10-05-01/H/15/814 | 4300 | 4300 | V10 | 2021-01-01
1436 | BEMS | P0 | Hospital Shah Alam, Selangor | PEDIATRIK | PUMP SYRINGE BASIC DOSE RATE (STAND ALONE) | Therapeutic Intermediate | 13-217 | 1 | KKM/JKN/HSA/10-05-01/H/15/815 | 4300 | 4300 | V10 | 2021-01-01
1437 | BEMS | P0 | Hospital Shah Alam, Selangor | PEDIATRIK | PUMP SYRINGE BASIC DOSE RATE (STAND ALONE) | Therapeutic Intermediate | 13-217 | 1 | KKM/JKN/HSA/10-05-01/H/15/816 | 4300 | 4300 | V10 | 2021-01-01
1438 | BEMS | P0 | Hospital Shah Alam, Selangor | PEDIATRIK | PUMP SYRINGE BASIC DOSE RATE (STAND ALONE) | Therapeutic Intermediate | 13-217 | 1 | KKM/JKN/HSA/10-05-01/H/15/818 | 4300 | 4300 | V10 | 2021-01-01
1439 | BEMS | P0 | Hospital Shah Alam, Selangor | PEDIATRIK | PUMP SYRINGE BASIC DOSE RATE (STAND ALONE) | Therapeutic Intermediate | 13-217 | 1 | KKM/JKN/HSA/10-05-01/H/15/819 | 4300 | 4300 | V10 | 2021-01-01
1440 | BEMS | P0 | Hospital Shah Alam, Selangor | PEDIATRIK | PUMP SYRINGE BASIC DOSE RATE (STAND ALONE) | Therapeutic Intermediate | 13-217 | 1 | KKM/JKN/HSA/10-05-01/H/15/821 | 4300 | 4300 | V10 | 2021-01-01
1441 | BEMS | P0 | Hospital Shah Alam, Selangor | PEDIATRIK | PUMP SYRINGE BASIC DOSE RATE (STAND ALONE) | Therapeutic Intermediate | 13-217 | 1 | KKM/JKN/HSA/10-05-01/H/15/823 | 4300 | 4300 | V10 | 2021-01-01
1442 | BEMS | P0 | Hospital Shah Alam, Selangor | PEDIATRIK | PUMP SYRINGE BASIC DOSE RATE (STAND ALONE) | Therapeutic Intermediate | 13-217 | 1 | KKM/JKN/HSA/10-05-01/H/15/825 | 4300 | 4300 | V10 | 2021-01-01
1443 | BEMS | P0 | Hospital Shah Alam, Selangor | PEDIATRIK | PUMP SYRINGE BASIC DOSE RATE (STAND ALONE) | Therapeutic Intermediate | 13-217 | 1 | KKM/JKN/HSA/10-05-01/H/15/827 | 4300 | 4300 | V10 | 2021-01-01
1444 | BEMS | P0 | Hospital Shah Alam, Selangor | PEDIATRIK | PUMP SYRINGE BASIC DOSE RATE (STAND ALONE) | Therapeutic Intermediate | 13-217 | 1 | KKM/JKN/HSA/10-05-01/H/15/829 | 4300 | 4300 | V10 | 2021-01-01
1445 | BEMS | P0 | Hospital Shah Alam, Selangor | PEDIATRIK | PUMP SYRINGE BASIC DOSE RATE (STAND ALONE) | Therapeutic Intermediate | 13-217 | 1 | KKM/JKN/HSA/10-05-01/H/15/831 | 4300 | 4300 | V10 | 2021-01-01
1446 | BEMS | P0 | Hospital Shah Alam, Selangor | PEDIATRIK | PUMP SYRINGE BASIC DOSE RATE (STAND ALONE) | Therapeutic Intermediate | 13-217 | 1 | KKM/JKN/HSA/10-05-01/H/15/833 | 4300 | 4300 | V10 | 2021-01-01
1447 | BEMS | P0 | Hospital Shah Alam, Selangor | PEDIATRIK | PUMP SYRINGE BASIC DOSE RATE (STAND ALONE) | Therapeutic Intermediate | 13-217 | 1 | KKM/JKN/HSA/10-05-01/H/15/834 | 4300 | 4300 | V10 | 2021-01-01
1448 | BEMS | P0 | Hospital Shah Alam, Selangor | PEDIATRIK | PUMP SYRINGE BASIC DOSE RATE (STAND ALONE) | Therapeutic Intermediate | 13-217 | 1 | KKM/JKN/HSA/10-05-01/H/15/838 | 4300 | 4300 | V10 | 2021-01-01
1449 | BEMS | P0 | Hospital Shah Alam, Selangor | PEDIATRIK | PUMP SYRINGE BASIC DOSE RATE (STAND ALONE) | Therapeutic Intermediate | 13-217 | 1 | KKM/JKN/HSA/10-05-01/H/15/843 | 4300 | 4300 | V10 | 2021-01-01
1450 | BEMS | P0 | Hospital Shah Alam, Selangor | PEDIATRIK | PUMP SYRINGE BASIC DOSE RATE (STAND ALONE) | Therapeutic Intermediate | 13-217 | 1 | KKM/JKN/HSA/10-05-01/H/15/844 | 4300 | 4300 | V10 | 2021-01-01
1451 | BEMS | P0 | Hospital Shah Alam, Selangor | PEDIATRIK | PUMP SYRINGE BASIC DOSE RATE (STAND ALONE) | Therapeutic Intermediate | 13-217 | 1 | KKM/JKN/HSA/10-05-01/H/15/845 | 4300 | 4300 | V10 | 2021-01-01
1452 | BEMS | P0 | Hospital Shah Alam, Selangor | PEDIATRIK | PUMP SYRINGE BASIC DOSE RATE (STAND ALONE) | Therapeutic Intermediate | 13-217 | 1 | KKM/JKN/HSA/10-05-01/H/15/846 | 4300 | 4300 | V10 | 2021-01-01
1453 | BEMS | P0 | Hospital Shah Alam, Selangor | PEDIATRIK | PUMP SYRINGE BASIC DOSE RATE (STAND ALONE) | Therapeutic Intermediate | 13-217 | 1 | KKM/JKN/HSA/10-05-01/H/15/847 | 4300 | 4300 | V10 | 2021-01-01
1454 | BEMS | P0 | Hospital Shah Alam, Selangor | PEDIATRIK | PUMP SYRINGE BASIC DOSE RATE (STAND ALONE) | Therapeutic Intermediate | 13-217 | 1 | KKM/JKN/HSA/10-05-01/H/15/848 | 4300 | 4300 | V10 | 2021-01-01
1455 | BEMS | P0 | Hospital Shah Alam, Selangor | PEDIATRIK | PUMP SYRINGE BASIC DOSE RATE (STAND ALONE) | Therapeutic Intermediate | 13-217 | 1 | KKM/JKN/HSA/10-05-01/H/15/849 | 4300 | 4300 | V10 | 2021-01-01
1456 | BEMS | P0 | Hospital Shah Alam, Selangor | PEDIATRIK | PUMP SYRINGE BASIC DOSE RATE (STAND ALONE) | Therapeutic Intermediate | 13-217 | 1 | KKM/JKN/HSA/10-05-01/H/15/850 | 4300 | 4300 | V10 | 2021-01-01
1457 | BEMS | P0 | Hospital Shah Alam, Selangor | PEDIATRIK | PUMP SYRINGE BASIC DOSE RATE (STAND ALONE) | Therapeutic Intermediate | 13-217 | 1 | KKM/JKN/HSA/10-05-01/H/15/851 | 4300 | 4300 | V10 | 2021-01-01
1458 | BEMS | P0 | Hospital Shah Alam, Selangor | PEDIATRIK | PUMP SYRINGE BASIC DOSE RATE (STAND ALONE) | Therapeutic Intermediate | 13-217 | 1 | KKM/JKN/HSA/10-05-01/H/15/852 | 4300 | 4300 | V10 | 2021-01-01
1459 | BEMS | P0 | Hospital Shah Alam, Selangor | PEDIATRIK | PUMP SYRINGE BASIC DOSE RATE (STAND ALONE) | Therapeutic Intermediate | 13-217 | 1 | KKM/JKN/HSA/10-05-01/H/15/853 | 4300 | 4300 | V10 | 2021-01-01
1460 | BEMS | P0 | Hospital Shah Alam, Selangor | PEDIATRIK | PUMP SYRINGE BASIC DOSE RATE (STAND ALONE) | Therapeutic Intermediate | 13-217 | 1 | KKM/JKN/HSA/10-05-01/H/15/854 | 4300 | 4300 | V10 | 2021-01-01
1461 | BEMS | P0 | Hospital Shah Alam, Selangor | PEDIATRIK | PUMP SYRINGE BASIC DOSE RATE (STAND ALONE) | Therapeutic Intermediate | 13-217 | 1 | KKM/JKN/HSA/10-05-01/H/15/855 | 4300 | 4300 | V10 | 2021-01-01
1462 | BEMS | P0 | Hospital Shah Alam, Selangor | PEDIATRIK | PUMP SYRINGE BASIC DOSE RATE (STAND ALONE) | Therapeutic Intermediate | 13-217 | 1 | KKM/JKN/HSA/10-05-01/H/15/856 | 4300 | 4300 | V10 | 2021-01-01
1463 | BEMS | P0 | Hospital Shah Alam, Selangor | PEDIATRIK | PUMP SYRINGE BASIC DOSE RATE (STAND ALONE) | Therapeutic Intermediate | 13-217 | 1 | KKM/JKN/HSA/10-05-01/H/15/857 | 4300 | 4300 | V10 | 2021-01-01
1464 | BEMS | P0 | Hospital Shah Alam, Selangor | PEDIATRIK | PUMP SYRINGE BASIC DOSE RATE (STAND ALONE) | Therapeutic Intermediate | 13-217 | 1 | KKM/JKN/HSA/10-05-01/H/15/859 | 4300 | 4300 | V10 | 2021-01-01
1465 | BEMS | P0 | Hospital Shah Alam, Selangor | PEDIATRIK | PUMP SYRINGE BASIC DOSE RATE (STAND ALONE) | Therapeutic Intermediate | 13-217 | 1 | KKM/JKN/HSA/10-05-01/H/15/860 | 4300 | 4300 | V10 | 2021-01-01
1466 | BEMS | P0 | Hospital Shah Alam, Selangor | PEDIATRIK | PUMP SYRINGE BASIC DOSE RATE (STAND ALONE) | Therapeutic Intermediate | 13-217 | 1 | KKM/JKN/HSA/10-05-01/H/15/862 | 4300 | 4300 | V10 | 2021-01-01
1467 | BEMS | P0 | Hospital Shah Alam, Selangor | PEDIATRIK | PUMP SYRINGE BASIC DOSE RATE (STAND ALONE) | Therapeutic Intermediate | 13-217 | 1 | KKM/JKN/HSA/10-05-01/H/15/864 | 4300 | 4300 | V10 | 2021-01-01
1468 | BEMS | P0 | Hospital Shah Alam, Selangor | OBSTETRIK & GINEKOLOGI | PUMP SYRINGE BASIC DOSE RATE (STAND ALONE) | Therapeutic Intermediate | 13-217 | 1 | KKM/JKN/HSA/10-05-01/H/15/871 | 4300 | 4300 | V10 | 2021-01-01
1469 | BEMS | P0 | Hospital Shah Alam, Selangor | OBSTETRIK & GINEKOLOGI | PUMP SYRINGE BASIC DOSE RATE (STAND ALONE) | Therapeutic Intermediate | 13-217 | 1 | KKM/JKN/HSA/10-05-01/H/15/872 | 4300 | 4300 | V10 | 2021-01-01
1470 | BEMS | P0 | Hospital Shah Alam, Selangor | PEDIATRIK | PUMP SYRINGE BASIC DOSE RATE (STAND ALONE) | Therapeutic Intermediate | 13-217 | 1 | KKM/JKN/HSA/10-05-01/H/15/3885 | 4300 | 4300 | V10 | 2021-01-01
1471 | BEMS | P0 | Hospital Shah Alam, Selangor | ANESTESIOLOGI | PUMP VOLUMETRIC INFUSION | Therapeutic Intermediate | 13-215 | 1 | KKM/JKN/HSA/10-05-01/H/15/2778 | 5489 | 5489 | V10 | 2021-01-01
1472 | BEMS | P0 | Hospital Shah Alam, Selangor | ANESTESIOLOGI | PUMP VOLUMETRIC INFUSION | Therapeutic Intermediate | 13-215 | 1 | KKM/JKN/HSA/10-05-01/H/15/2779 | 5489 | 5489 | V10 | 2021-01-01
1473 | BEMS | P0 | Hospital Shah Alam, Selangor | ANESTESIOLOGI | PUMP VOLUMETRIC INFUSION | Therapeutic Intermediate | 13-215 | 1 | KKM/JKN/HSA/10-05-01/H/15/2780 | 5489 | 5489 | V10 | 2021-01-01
1474 | BEMS | P0 | Hospital Shah Alam, Selangor | ANESTESIOLOGI | PUMP VOLUMETRIC INFUSION | Therapeutic Intermediate | 13-215 | 1 | KKM/JKN/HSA/10-05-01/H/15/2781 | 5489 | 5489 | V10 | 2021-01-01
1475 | BEMS | P0 | Hospital Shah Alam, Selangor | KECEMASAN & TRAUMA | PUMP VOLUMETRIC INFUSION (STAND ALONE) | Therapeutic Intermediate | 13-215 | 1 | KKM/JKN/HSA/10-05-01/H/15/1171 | 7245 | 7245 | V10 | 2021-01-01
1476 | BEMS | P0 | Hospital Shah Alam, Selangor | KECEMASAN & TRAUMA | PUMP VOLUMETRIC INFUSION (STAND ALONE) | Therapeutic Intermediate | 13-215 | 1 | KKM/JKN/HSA/10-05-01/H/15/1172 | 7245 | 7245 | V10 | 2021-01-01
1477 | BEMS | P0 | Hospital Shah Alam, Selangor | KECEMASAN & TRAUMA | PUMP VOLUMETRIC INFUSION (STAND ALONE) | Therapeutic Intermediate | 13-215 | 1 | KKM/JKN/HSA/10-05-01/H/15/1173 | 7245 | 7245 | V10 | 2021-01-01
1478 | BEMS | P0 | Hospital Shah Alam, Selangor | KECEMASAN & TRAUMA | PUMP VOLUMETRIC INFUSION (STAND ALONE) | Therapeutic Intermediate | 13-215 | 1 | KKM/JKN/HSA/10-05-01/H/15/1174 | 7245 | 7245 | V10 | 2021-01-01
1479 | BEMS | P0 | Hospital Shah Alam, Selangor | ANESTESIOLOGI | PUMP VOLUMETRIC INFUSION (STAND ALONE) | Therapeutic Intermediate | 13-215 | 1 | KKM/JKN/HSA/10-05-01/H/15/1183 | 7245 | 7245 | V10 | 2021-01-01
1480 | BEMS | P0 | Hospital Shah Alam, Selangor | ANESTESIOLOGI | PUMP VOLUMETRIC INFUSION (STAND ALONE) | Therapeutic Intermediate | 13-215 | 1 | KKM/JKN/HSA/10-05-01/H/15/1184 | 7245 | 7245 | V10 | 2021-01-01
1481 | BEMS | P0 | Hospital Shah Alam, Selangor | ANESTESIOLOGI | PUMP VOLUMETRIC INFUSION (STAND ALONE) | Therapeutic Intermediate | 13-215 | 1 | KKM/JKN/HSA/10-05-01/H/15/1185 | 7245 | 7245 | V10 | 2021-01-01
1482 | BEMS | P0 | Hospital Shah Alam, Selangor | ANESTESIOLOGI | PUMP VOLUMETRIC INFUSION (STAND ALONE) | Therapeutic Intermediate | 13-215 | 1 | KKM/JKN/HSA/10-05-01/H/15/1186 | 7245 | 7245 | V10 | 2021-01-01
1483 | BEMS | P0 | Hospital Shah Alam, Selangor | ANESTESIOLOGI | PUMP VOLUMETRIC INFUSION (STAND ALONE) | Therapeutic Intermediate | 13-215 | 1 | KKM/JKN/HSA/10-05-01/H/15/1187 | 7245 | 7245 | V10 | 2021-01-01
1484 | BEMS | P0 | Hospital Shah Alam, Selangor | ANESTESIOLOGI | PUMP VOLUMETRIC INFUSION (STAND ALONE) | Therapeutic Intermediate | 13-215 | 1 | KKM/JKN/HSA/10-05-01/H/15/1188 | 7245 | 7245 | V10 | 2021-01-01
1485 | BEMS | P0 | Hospital Shah Alam, Selangor | ANESTESIOLOGI | PUMP VOLUMETRIC INFUSION (STAND ALONE) | Therapeutic Intermediate | 13-215 | 1 | KKM/JKN/HSA/10-05-01/H/15/1189 | 7245 | 7245 | V10 | 2021-01-01
1486 | BEMS | P0 | Hospital Shah Alam, Selangor | ANESTESIOLOGI | PUMP VOLUMETRIC INFUSION (STAND ALONE) | Therapeutic Intermediate | 13-215 | 1 | KKM/JKN/HSA/10-05-01/H/15/1190 | 7245 | 7245 | V10 | 2021-01-01
1487 | BEMS | P0 | Hospital Shah Alam, Selangor | ANESTESIOLOGI | PUMP VOLUMETRIC INFUSION (STAND ALONE) | Therapeutic Intermediate | 13-215 | 1 | KKM/JKN/HSA/10-05-01/H/15/1191 | 7245 | 7245 | V10 | 2021-01-01
1488 | BEMS | P0 | Hospital Shah Alam, Selangor | ANESTESIOLOGI | PUMP VOLUMETRIC INFUSION (STAND ALONE) | Therapeutic Intermediate | 13-215 | 1 | KKM/JKN/HSA/10-05-01/H/15/1192 | 7245 | 7245 | V10 | 2021-01-01
1489 | BEMS | P0 | Hospital Shah Alam, Selangor | ANESTESIOLOGI | PUMP VOLUMETRIC INFUSION (STAND ALONE) | Therapeutic Intermediate | 13-215 | 1 | KKM/JKN/HSA/10-05-01/H/15/1193 | 7245 | 7245 | V10 | 2021-01-01
1490 | BEMS | P0 | Hospital Shah Alam, Selangor | ANESTESIOLOGI | PUMP VOLUMETRIC INFUSION (STAND ALONE) | Therapeutic Intermediate | 13-215 | 1 | KKM/JKN/HSA/10-05-01/H/15/1194 | 7245 | 7245 | V10 | 2021-01-01
1491 | BEMS | P0 | Hospital Shah Alam, Selangor | ANESTESIOLOGI | PUMP VOLUMETRIC INFUSION (STAND ALONE) | Therapeutic Intermediate | 13-215 | 1 | KKM/JKN/HSA/10-05-01/H/15/1195 | 7245 | 7245 | V10 | 2021-01-01
1492 | BEMS | P0 | Hospital Shah Alam, Selangor | ANESTESIOLOGI | PUMP VOLUMETRIC INFUSION (STAND ALONE) | Therapeutic Intermediate | 13-215 | 1 | KKM/JKN/HSA/10-05-01/H/15/1196 | 7245 | 7245 | V10 | 2021-01-01
1493 | BEMS | P0 | Hospital Shah Alam, Selangor | ANESTESIOLOGI | PUMP VOLUMETRIC INFUSION (STAND ALONE) | Therapeutic Intermediate | 13-215 | 1 | KKM/JKN/HSA/10-05-01/H/15/1197 | 7245 | 7245 | V10 | 2021-01-01
1494 | BEMS | P0 | Hospital Shah Alam, Selangor | ANESTESIOLOGI | PUMP VOLUMETRIC INFUSION (STAND ALONE) | Therapeutic Intermediate | 13-215 | 1 | KKM/JKN/HSA/10-05-01/H/15/1198 | 7245 | 7245 | V10 | 2021-01-01
1495 | BEMS | P0 | Hospital Shah Alam, Selangor | ANESTESIOLOGI | PUMP VOLUMETRIC INFUSION (STAND ALONE) | Therapeutic Intermediate | 13-215 | 1 | KKM/JKN/HSA/10-05-01/H/15/1199 | 7245 | 7245 | V10 | 2021-01-01
1496 | BEMS | P0 | Hospital Shah Alam, Selangor | ANESTESIOLOGI | PUMP VOLUMETRIC INFUSION (STAND ALONE) | Therapeutic Intermediate | 13-215 | 1 | KKM/JKN/HSA/10-05-01/H/15/1200 | 7245 | 7245 | V10 | 2021-01-01
1497 | BEMS | P0 | Hospital Shah Alam, Selangor | ANESTESIOLOGI | PUMP VOLUMETRIC INFUSION (STAND ALONE) | Therapeutic Intermediate | 13-215 | 1 | KKM/JKN/HSA/10-05-01/H/15/1201 | 7245 | 7245 | V10 | 2021-01-01
1498 | BEMS | P0 | Hospital Shah Alam, Selangor | ANESTESIOLOGI | PUMP VOLUMETRIC INFUSION (STAND ALONE) | Therapeutic Intermediate | 13-215 | 1 | KKM/JKN/HSA/10-05-01/H/15/1202 | 7245 | 7245 | V10 | 2021-01-01
1499 | BEMS | P0 | Hospital Shah Alam, Selangor | ANESTESIOLOGI | PUMP VOLUMETRIC INFUSION (STAND ALONE) | Therapeutic Intermediate | 13-215 | 1 | KKM/JKN/HSA/10-05-01/H/15/1203 | 7245 | 7245 | V10 | 2021-01-01
1500 | BEMS | P0 | Hospital Shah Alam, Selangor | ANESTESIOLOGI | PUMP VOLUMETRIC INFUSION (STAND ALONE) | Therapeutic Intermediate | 13-215 | 1 | KKM/JKN/HSA/10-05-01/H/15/1204 | 7245 | 7245 | V10 | 2021-01-01
1501 | BEMS | P0 | Hospital Shah Alam, Selangor | ANESTESIOLOGI | PUMP VOLUMETRIC INFUSION (STAND ALONE) | Therapeutic Intermediate | 13-215 | 1 | KKM/JKN/HSA/10-05-01/H/15/1205 | 7245 | 7245 | V10 | 2021-01-01
1502 | BEMS | P0 | Hospital Shah Alam, Selangor | ANESTESIOLOGI | PUMP VOLUMETRIC INFUSION (STAND ALONE) | Therapeutic Intermediate | 13-215 | 1 | KKM/JKN/HSA/10-05-01/H/15/1206 | 7245 | 7245 | V10 | 2021-01-01
1503 | BEMS | P0 | Hospital Shah Alam, Selangor | ANESTESIOLOGI | PUMP VOLUMETRIC INFUSION (STAND ALONE) | Therapeutic Intermediate | 13-215 | 1 | KKM/JKN/HSA/10-05-01/H/15/1207 | 7245 | 7245 | V10 | 2021-01-01
1504 | BEMS | P0 | Hospital Shah Alam, Selangor | OBSTETRIK & GINEKOLOGI | PUMP VOLUMETRIC INFUSION (STAND ALONE) | Therapeutic Intermediate | 13-215 | 1 | KKM/JKN/HSA/10-05-01/H/15/1208 | 7245 | 7245 | V10 | 2021-01-01
1505 | BEMS | P0 | Hospital Shah Alam, Selangor | OBSTETRIK & GINEKOLOGI | PUMP VOLUMETRIC INFUSION (STAND ALONE) | Therapeutic Intermediate | 13-215 | 1 | KKM/JKN/HSA/10-05-01/H/15/1209 | 7245 | 7245 | V10 | 2021-01-01
1506 | BEMS | P0 | Hospital Shah Alam, Selangor | OBSTETRIK & GINEKOLOGI | PUMP VOLUMETRIC INFUSION (STAND ALONE) | Therapeutic Intermediate | 13-215 | 1 | KKM/JKN/HSA/10-05-01/H/15/1210 | 7245 | 7245 | V10 | 2021-01-01
1507 | BEMS | P0 | Hospital Shah Alam, Selangor | OBSTETRIK & GINEKOLOGI | PUMP VOLUMETRIC INFUSION (STAND ALONE) | Therapeutic Intermediate | 13-215 | 1 | KKM/JKN/HSA/10-05-01/H/15/1211 | 7245 | 7245 | V10 | 2021-01-01
1508 | BEMS | P0 | Hospital Shah Alam, Selangor | OBSTETRIK & GINEKOLOGI | PUMP VOLUMETRIC INFUSION (STAND ALONE) | Therapeutic Intermediate | 13-215 | 1 | KKM/JKN/HSA/10-05-01/H/15/1212 | 7245 | 7245 | V10 | 2021-01-01
1509 | BEMS | P0 | Hospital Shah Alam, Selangor | OBSTETRIK & GINEKOLOGI | PUMP VOLUMETRIC INFUSION (STAND ALONE) | Therapeutic Intermediate | 13-215 | 1 | KKM/JKN/HSA/10-05-01/H/15/1213 | 7245 | 7245 | V10 | 2021-01-01
1510 | BEMS | P0 | Hospital Shah Alam, Selangor | OBSTETRIK & GINEKOLOGI | PUMP VOLUMETRIC INFUSION (STAND ALONE) | Therapeutic Intermediate | 13-215 | 1 | KKM/JKN/HSA/10-05-01/H/15/1214 | 7245 | 7245 | V10 | 2021-01-01
1511 | BEMS | P0 | Hospital Shah Alam, Selangor | OBSTETRIK & GINEKOLOGI | PUMP VOLUMETRIC INFUSION (STAND ALONE) | Therapeutic Intermediate | 13-215 | 1 | KKM/JKN/HSA/10-05-01/H/15/1215 | 7245 | 7245 | V10 | 2021-01-01
1512 | BEMS | P0 | Hospital Shah Alam, Selangor | OBSTETRIK & GINEKOLOGI | PUMP VOLUMETRIC INFUSION (STAND ALONE) | Therapeutic Intermediate | 13-215 | 1 | KKM/JKN/HSA/10-05-01/H/15/1216 | 7245 | 7245 | V10 | 2021-01-01
1513 | BEMS | P0 | Hospital Shah Alam, Selangor | OBSTETRIK & GINEKOLOGI | PUMP VOLUMETRIC INFUSION (STAND ALONE) | Therapeutic Intermediate | 13-215 | 1 | KKM/JKN/HSA/10-05-01/H/15/1217 | 7245 | 7245 | V10 | 2021-01-01
1514 | BEMS | P0 | Hospital Shah Alam, Selangor | OBSTETRIK & GINEKOLOGI | PUMP VOLUMETRIC INFUSION (STAND ALONE) | Therapeutic Intermediate | 13-215 | 1 | KKM/JKN/HSA/10-05-01/H/15/1218 | 7245 | 7245 | V10 | 2021-01-01
1515 | BEMS | P0 | Hospital Shah Alam, Selangor | OBSTETRIK & GINEKOLOGI | PUMP VOLUMETRIC INFUSION (STAND ALONE) | Therapeutic Intermediate | 13-215 | 1 | KKM/JKN/HSA/10-05-01/H/15/1219 | 7245 | 7245 | V10 | 2021-01-01
1516 | BEMS | P0 | Hospital Shah Alam, Selangor | OBSTETRIK & GINEKOLOGI | PUMP VOLUMETRIC INFUSION (STAND ALONE) | Therapeutic Intermediate | 13-215 | 1 | KKM/JKN/HSA/10-05-01/H/15/1220 | 7245 | 7245 | V10 | 2021-01-01
1517 | BEMS | P0 | Hospital Shah Alam, Selangor | OBSTETRIK & GINEKOLOGI | PUMP VOLUMETRIC INFUSION (STAND ALONE) | Therapeutic Intermediate | 13-215 | 1 | KKM/JKN/HSA/10-05-01/H/15/1221 | 7245 | 7245 | V10 | 2021-01-01
1518 | BEMS | P0 | Hospital Shah Alam, Selangor | OBSTETRIK & GINEKOLOGI | PUMP VOLUMETRIC INFUSION (STAND ALONE) | Therapeutic Intermediate | 13-215 | 1 | KKM/JKN/HSA/10-05-01/H/15/1222 | 7245 | 7245 | V10 | 2021-01-01
1519 | BEMS | P0 | Hospital Shah Alam, Selangor | PERUBATAN AM | PUMP VOLUMETRIC INFUSION (STAND ALONE) | Therapeutic Intermediate | 13-215 | 1 | KKM/JKN/HSA/10-05-01/H/15/1223 | 7245 | 7245 | V10 | 2021-01-01
1520 | BEMS | P0 | Hospital Shah Alam, Selangor | PERUBATAN AM | PUMP VOLUMETRIC INFUSION (STAND ALONE) | Therapeutic Intermediate | 13-215 | 1 | KKM/JKN/HSA/10-05-01/H/15/1224 | 7245 | 7245 | V10 | 2021-01-01
1521 | BEMS | P0 | Hospital Shah Alam, Selangor | PERUBATAN AM | PUMP VOLUMETRIC INFUSION (STAND ALONE) | Therapeutic Intermediate | 13-215 | 1 | KKM/JKN/HSA/10-05-01/H/15/1225 | 7245 | 7245 | V10 | 2021-01-01
1522 | BEMS | P0 | Hospital Shah Alam, Selangor | PERUBATAN AM | PUMP VOLUMETRIC INFUSION (STAND ALONE) | Therapeutic Intermediate | 13-215 | 1 | KKM/JKN/HSA/10-05-01/H/15/1226 | 7245 | 7245 | V10 | 2021-01-01
1523 | BEMS | P0 | Hospital Shah Alam, Selangor | PERUBATAN AM | PUMP VOLUMETRIC INFUSION (STAND ALONE) | Therapeutic Intermediate | 13-215 | 1 | KKM/JKN/HSA/10-05-01/H/15/1227 | 7245 | 7245 | V10 | 2021-01-01
1524 | BEMS | P0 | Hospital Shah Alam, Selangor | PERUBATAN AM | PUMP VOLUMETRIC INFUSION (STAND ALONE) | Therapeutic Intermediate | 13-215 | 1 | KKM/JKN/HSA/10-05-01/H/15/1228 | 7245 | 7245 | V10 | 2021-01-01
1525 | BEMS | P0 | Hospital Shah Alam, Selangor | PERUBATAN AM | PUMP VOLUMETRIC INFUSION (STAND ALONE) | Therapeutic Intermediate | 13-215 | 1 | KKM/JKN/HSA/10-05-01/H/15/1229 | 7245 | 7245 | V10 | 2021-01-01
1526 | BEMS | P0 | Hospital Shah Alam, Selangor | PERUBATAN AM | PUMP VOLUMETRIC INFUSION (STAND ALONE) | Therapeutic Intermediate | 13-215 | 1 | KKM/JKN/HSA/10-05-01/H/15/1230 | 7245 | 7245 | V10 | 2021-01-01
1527 | BEMS | P0 | Hospital Shah Alam, Selangor | PERUBATAN AM | PUMP VOLUMETRIC INFUSION (STAND ALONE) | Therapeutic Intermediate | 13-215 | 1 | KKM/JKN/HSA/10-05-01/H/15/1231 | 7245 | 7245 | V10 | 2021-01-01
1528 | BEMS | P0 | Hospital Shah Alam, Selangor | PERUBATAN AM | PUMP VOLUMETRIC INFUSION (STAND ALONE) | Therapeutic Intermediate | 13-215 | 1 | KKM/JKN/HSA/10-05-01/H/15/1232 | 7245 | 7245 | V10 | 2021-01-01
1529 | BEMS | P0 | Hospital Shah Alam, Selangor | PERUBATAN AM | PUMP VOLUMETRIC INFUSION (STAND ALONE) | Therapeutic Intermediate | 13-215 | 1 | KKM/JKN/HSA/10-05-01/H/15/1233 | 7245 | 7245 | V10 | 2021-01-01
1530 | BEMS | P0 | Hospital Shah Alam, Selangor | PERUBATAN AM | PUMP VOLUMETRIC INFUSION (STAND ALONE) | Therapeutic Intermediate | 13-215 | 1 | KKM/JKN/HSA/10-05-01/H/15/1234 | 7245 | 7245 | V10 | 2021-01-01
1531 | BEMS | P0 | Hospital Shah Alam, Selangor | PERUBATAN AM | PUMP VOLUMETRIC INFUSION (STAND ALONE) | Therapeutic Intermediate | 13-215 | 1 | KKM/JKN/HSA/10-05-01/H/15/1235 | 7245 | 7245 | V10 | 2021-01-01
1532 | BEMS | P0 | Hospital Shah Alam, Selangor | PERUBATAN AM | PUMP VOLUMETRIC INFUSION (STAND ALONE) | Therapeutic Intermediate | 13-215 | 1 | KKM/JKN/HSA/10-05-01/H/15/1236 | 7245 | 7245 | V10 | 2021-01-01
1533 | BEMS | P0 | Hospital Shah Alam, Selangor | PERUBATAN AM | PUMP VOLUMETRIC INFUSION (STAND ALONE) | Therapeutic Intermediate | 13-215 | 1 | KKM/JKN/HSA/10-05-01/H/15/1237 | 7245 | 7245 | V10 | 2021-01-01
1534 | BEMS | P0 | Hospital Shah Alam, Selangor | PERUBATAN AM | PUMP VOLUMETRIC INFUSION (STAND ALONE) | Therapeutic Intermediate | 13-215 | 1 | KKM/JKN/HSA/10-05-01/H/15/1238 | 7245 | 7245 | V10 | 2021-01-01
1535 | BEMS | P0 | Hospital Shah Alam, Selangor | OBSTETRIK & GINEKOLOGI | PUMP VOLUMETRIC INFUSION (STAND ALONE) | Therapeutic Intermediate | 13-215 | 1 | KKM/JKN/HSA/10-05-01/H/15/1239 | 7245 | 7245 | V10 | 2021-01-01
1536 | BEMS | P0 | Hospital Shah Alam, Selangor | OBSTETRIK & GINEKOLOGI | PUMP VOLUMETRIC INFUSION (STAND ALONE) | Therapeutic Intermediate | 13-215 | 1 | KKM/JKN/HSA/10-05-01/H/15/1240 | 7245 | 7245 | V10 | 2021-01-01
1537 | BEMS | P0 | Hospital Shah Alam, Selangor | OBSTETRIK & GINEKOLOGI | PUMP VOLUMETRIC INFUSION (STAND ALONE) | Therapeutic Intermediate | 13-215 | 1 | KKM/JKN/HSA/10-05-01/H/15/1241 | 7245 | 7245 | V10 | 2021-01-01
1538 | BEMS | P0 | Hospital Shah Alam, Selangor | OBSTETRIK & GINEKOLOGI | PUMP VOLUMETRIC INFUSION (STAND ALONE) | Therapeutic Intermediate | 13-215 | 1 | KKM/JKN/HSA/10-05-01/H/15/1242 | 7245 | 7245 | V10 | 2021-01-01
1539 | BEMS | P0 | Hospital Shah Alam, Selangor | OBSTETRIK & GINEKOLOGI | PUMP VOLUMETRIC INFUSION (STAND ALONE) | Therapeutic Intermediate | 13-215 | 1 | KKM/JKN/HSA/10-05-01/H/15/1243 | 7245 | 7245 | V10 | 2021-01-01
1540 | BEMS | P0 | Hospital Shah Alam, Selangor | OBSTETRIK & GINEKOLOGI | PUMP VOLUMETRIC INFUSION (STAND ALONE) | Therapeutic Intermediate | 13-215 | 1 | KKM/JKN/HSA/10-05-01/H/15/1244 | 7245 | 7245 | V10 | 2021-01-01
1541 | BEMS | P0 | Hospital Shah Alam, Selangor | ORTHOPEDIK | PUMP VOLUMETRIC INFUSION (STAND ALONE) | Therapeutic Intermediate | 13-215 | 1 | KKM/JKN/HSA/10-05-01/H/15/1245 | 7245 | 7245 | V10 | 2021-01-01
1542 | BEMS | P0 | Hospital Shah Alam, Selangor | ORTHOPEDIK | PUMP VOLUMETRIC INFUSION (STAND ALONE) | Therapeutic Intermediate | 13-215 | 1 | KKM/JKN/HSA/10-05-01/H/15/1246 | 7245 | 7245 | V10 | 2021-01-01
1543 | BEMS | P0 | Hospital Shah Alam, Selangor | PEDIATRIK | PUMP VOLUMETRIC INFUSION (STAND ALONE) | Therapeutic Intermediate | 13-215 | 1 | KKM/JKN/HSA/10-05-01/H/15/1247 | 7245 | 7245 | V10 | 2021-01-01
1544 | BEMS | P0 | Hospital Shah Alam, Selangor | PEDIATRIK | PUMP VOLUMETRIC INFUSION (STAND ALONE) | Therapeutic Intermediate | 13-215 | 1 | KKM/JKN/HSA/10-05-01/H/15/1248 | 7245 | 7245 | V10 | 2021-01-01
1545 | BEMS | P0 | Hospital Shah Alam, Selangor | PEDIATRIK | PUMP VOLUMETRIC INFUSION (STAND ALONE) | Therapeutic Intermediate | 13-215 | 1 | KKM/JKN/HSA/10-05-01/H/15/1249 | 7245 | 7245 | V10 | 2021-01-01
1546 | BEMS | P0 | Hospital Shah Alam, Selangor | PEDIATRIK | PUMP VOLUMETRIC INFUSION (STAND ALONE) | Therapeutic Intermediate | 13-215 | 1 | KKM/JKN/HSA/10-05-01/H/15/1250 | 7245 | 7245 | V10 | 2021-01-01
1547 | BEMS | P0 | Hospital Shah Alam, Selangor | PEDIATRIK | PUMP VOLUMETRIC INFUSION (STAND ALONE) | Therapeutic Intermediate | 13-215 | 1 | KKM/JKN/HSA/10-05-01/H/15/1251 | 7245 | 7245 | V10 | 2021-01-01
1548 | BEMS | P0 | Hospital Shah Alam, Selangor | PEDIATRIK | PUMP VOLUMETRIC INFUSION (STAND ALONE) | Therapeutic Intermediate | 13-215 | 1 | KKM/JKN/HSA/10-05-01/H/15/1252 | 7245 | 7245 | V10 | 2021-01-01
1549 | BEMS | P0 | Hospital Shah Alam, Selangor | PEDIATRIK | PUMP VOLUMETRIC INFUSION (STAND ALONE) | Therapeutic Intermediate | 13-215 | 1 | KKM/JKN/HSA/10-05-01/H/15/1253 | 7245 | 7245 | V10 | 2021-01-01
1550 | BEMS | P0 | Hospital Shah Alam, Selangor | PEDIATRIK | PUMP VOLUMETRIC INFUSION (STAND ALONE) | Therapeutic Intermediate | 13-215 | 1 | KKM/JKN/HSA/10-05-01/H/15/1254 | 7245 | 7245 | V10 | 2021-01-01
1551 | BEMS | P0 | Hospital Shah Alam, Selangor | PEMBEDAHAN AM | PUMP VOLUMETRIC INFUSION (STAND ALONE) | Therapeutic Intermediate | 13-215 | 1 | KKM/JKN/HSA/10-05-01/H/15/1263 | 7245 | 7245 | V10 | 2021-01-01
1552 | BEMS | P0 | Hospital Shah Alam, Selangor | PEMBEDAHAN AM | PUMP VOLUMETRIC INFUSION (STAND ALONE) | Therapeutic Intermediate | 13-215 | 1 | KKM/JKN/HSA/10-05-01/H/15/1264 | 7245 | 7245 | V10 | 2021-01-01
1553 | BEMS | P0 | Hospital Shah Alam, Selangor | PEMBEDAHAN AM | PUMP VOLUMETRIC INFUSION (STAND ALONE) | Therapeutic Intermediate | 13-215 | 1 | KKM/JKN/HSA/10-05-01/H/15/1265 | 7245 | 7245 | V10 | 2021-01-01
1554 | BEMS | P0 | Hospital Shah Alam, Selangor | PEMBEDAHAN AM | PUMP VOLUMETRIC INFUSION (STAND ALONE) | Therapeutic Intermediate | 13-215 | 1 | KKM/JKN/HSA/10-05-01/H/15/1266 | 7245 | 7245 | V10 | 2021-01-01
1555 | BEMS | P0 | Hospital Shah Alam, Selangor | PEMBEDAHAN AM | PUMP VOLUMETRIC INFUSION (STAND ALONE) | Therapeutic Intermediate | 13-215 | 1 | KKM/JKN/HSA/10-05-01/H/15/1267 | 7245 | 7245 | V10 | 2021-01-01
1556 | BEMS | P0 | Hospital Shah Alam, Selangor | PEMBEDAHAN AM | PUMP VOLUMETRIC INFUSION (STAND ALONE) | Therapeutic Intermediate | 13-215 | 1 | KKM/JKN/HSA/10-05-01/H/15/1268 | 7245 | 7245 | V10 | 2021-01-01
1557 | BEMS | P0 | Hospital Shah Alam, Selangor | PERUBATAN AM | PUMP VOLUMETRIC INFUSION (STAND ALONE) | Therapeutic Intermediate | 13-215 | 1 | KKM/JKN/HSA/10-05-01/H/15/4251 | 7245 | 7245 | V10 | 2021-01-01
1558 | BEMS | P0 | Hospital Shah Alam, Selangor | PERUBATAN AM | PUMP VOLUMETRIC INFUSION (STAND ALONE) | Therapeutic Intermediate | 13-215 | 1 | KKM/JKN/HSA/10-05-01/H/15/4939 | 7245 | 7245 | V10 | 2021-01-01
1559 | BEMS | P0 | Hospital Shah Alam, Selangor | PERUBATAN AM | PUMP VOLUMETRIC INFUSION (STAND ALONE) | Therapeutic Intermediate | 13-215 | 1 | KKM/JKN/HSA/10-05-01/H/15/4940 | 7245 | 7245 | V10 | 2021-01-01
1560 | BEMS | P0 | Hospital Shah Alam, Selangor | ANESTESIOLOGI | PCA AMBULATORY | Therapeutic Intermediate | 13-215 | 1 | KKM/JKN/HSA/10-05-01/H/15/4219 | 6500 | 6500 | V10 | 2021-01-01
1561 | BEMS | P0 | Hospital Shah Alam, Selangor | ANESTESIOLOGI | PCA AMBULATORY | Therapeutic Intermediate | 13-215 | 1 | KKM/JKN/HSA/10-05-01/H/15/4220 | 6500 | 6500 | V10 | 2021-01-01
1562 | BEMS | P0 | Hospital Shah Alam, Selangor | ANESTESIOLOGI | PCA AMBULATORY | Therapeutic Intermediate | 13-215 | 1 | KKM/JKN/HSA/10-05-01/H/15/4221 | 6500 | 6500 | V10 | 2021-01-01
1563 | BEMS | P0 | Hospital Shah Alam, Selangor | ANESTESIOLOGI | PCA AMBULATORY | Therapeutic Intermediate | 13-215 | 1 | KKM/JKN/HSA/10-05-01/H/15/4222 | 6500 | 6500 | V10 | 2021-01-01
1564 | BEMS | P0 | Hospital Shah Alam, Selangor | ANESTESIOLOGI | PCA AMBULATORY | Therapeutic Intermediate | 13-215 | 1 | KKM/JKN/HSA/10-05-01/H/15/4223 | 6500 | 6500 | V10 | 2021-01-01
1565 | BEMS | P0 | Hospital Shah Alam, Selangor | OBSTETRIK & GINEKOLOGI | ANESTHESIA PUMP SYRINGE (STAND ALONE) | Therapeutic Intermediate | 13-217 | 1 | KKM/JKN/HSA/10-05-01/H/15/941 | 11283 | 11283 | V10 | 2021-01-01
1566 | BEMS | P0 | Hospital Shah Alam, Selangor | ANESTESIOLOGI | ANESTHESIA PUMP SYRINGE (STAND ALONE) | Therapeutic Intermediate | 13-217 | 1 | KKM/JKN/HSA/10-05-01/H/15/942 | 11283 | 11283 | V10 | 2021-01-01
1567 | BEMS | P0 | Hospital Shah Alam, Selangor | ANESTESIOLOGI | ANESTHESIA PUMP SYRINGE (STAND ALONE) | Therapeutic Intermediate | 13-217 | 1 | KKM/JKN/HSA/10-05-01/H/15/943 | 11283 | 11283 | V10 | 2021-01-01
1568 | BEMS | P0 | Hospital Shah Alam, Selangor | ANESTESIOLOGI | ANESTHESIA PUMP SYRINGE (STAND ALONE) | Therapeutic Intermediate | 13-217 | 1 | KKM/JKN/HSA/10-05-01/H/15/944 | 11283 | 11283 | V10 | 2021-01-01
1569 | BEMS | P0 | Hospital Shah Alam, Selangor | ANESTESIOLOGI | ANESTHESIA PUMP SYRINGE (STAND ALONE) | Therapeutic Intermediate | 13-217 | 1 | KKM/JKN/HSA/10-05-01/H/15/945 | 11283 | 11283 | V10 | 2021-01-01
1570 | BEMS | P0 | Hospital Shah Alam, Selangor | OBSTETRIK & GINEKOLOGI | PUMP SYRINGE BASIC (STAND ALONE) | Therapeutic Intermediate | 13-217 | 1 | KKM/JKN/HSA/10-05-01/H/15/2233 | 2700 | 2700 | V10 | 2021-01-01
1571 | BEMS | P0 | Hospital Shah Alam, Selangor | OBSTETRIK & GINEKOLOGI | PUMP SYRINGE BASIC (STAND ALONE) | Therapeutic Intermediate | 13-217 | 1 | KKM/JKN/HSA/10-05-01/H/15/2234 | 2700 | 2700 | V10 | 2021-01-01
1572 | BEMS | P0 | Hospital Shah Alam, Selangor | OBSTETRIK & GINEKOLOGI | PUMP SYRINGE BASIC (STAND ALONE) | Therapeutic Intermediate | 13-217 | 1 | KKM/JKN/HSA/10-05-01/H/15/2235 | 2700 | 2700 | V10 | 2021-01-01
1573 | BEMS | P0 | Hospital Shah Alam, Selangor | OBSTETRIK & GINEKOLOGI | PUMP SYRINGE BASIC (STAND ALONE) | Therapeutic Intermediate | 13-217 | 1 | KKM/JKN/HSA/10-05-01/H/15/2236 | 2700 | 2700 | V10 | 2021-01-01
1574 | BEMS | P0 | Hospital Shah Alam, Selangor | OBSTETRIK & GINEKOLOGI | PUMP SYRINGE BASIC (STAND ALONE) | Therapeutic Intermediate | 13-217 | 1 | KKM/JKN/HSA/10-05-01/H/15/2237 | 2700 | 2700 | V10 | 2021-01-01
1575 | BEMS | P0 | Hospital Shah Alam, Selangor | PERUBATAN AM | PUMP SYRINGE BASIC (STAND ALONE) | Therapeutic Intermediate | 13-217 | 1 | KKM/JKN/HSA/10-05-01/H/15/2238 | 2700 | 2700 | V10 | 2021-01-01
1576 | BEMS | P0 | Hospital Shah Alam, Selangor | PERUBATAN AM | PUMP SYRINGE BASIC (STAND ALONE) | Therapeutic Intermediate | 13-217 | 1 | KKM/JKN/HSA/10-05-01/H/15/2239 | 2700 | 2700 | V10 | 2021-01-01
1577 | BEMS | P0 | Hospital Shah Alam, Selangor | PERUBATAN AM | PUMP SYRINGE BASIC (STAND ALONE) | Therapeutic Intermediate | 13-217 | 1 | KKM/JKN/HSA/10-05-01/H/15/2240 | 2700 | 2700 | V10 | 2021-01-01
1578 | BEMS | P0 | Hospital Shah Alam, Selangor | PERUBATAN AM | PUMP SYRINGE BASIC (STAND ALONE) | Therapeutic Intermediate | 13-217 | 1 | KKM/JKN/HSA/10-05-01/H/15/2241 | 2700 | 2700 | V10 | 2021-01-01
1579 | BEMS | P0 | Hospital Shah Alam, Selangor | PERUBATAN AM | PUMP SYRINGE BASIC (STAND ALONE) | Therapeutic Intermediate | 13-217 | 1 | KKM/JKN/HSA/10-05-01/H/15/2242 | 2700 | 2700 | V10 | 2021-01-01
1580 | BEMS | P0 | Hospital Shah Alam, Selangor | PERUBATAN AM | PUMP SYRINGE BASIC (STAND ALONE) | Therapeutic Intermediate | 13-217 | 1 | KKM/JKN/HSA/10-05-01/H/15/2243 | 2700 | 2700 | V10 | 2021-01-01
1581 | BEMS | P0 | Hospital Shah Alam, Selangor | PERUBATAN AM | PUMP SYRINGE BASIC (STAND ALONE) | Therapeutic Intermediate | 13-217 | 1 | KKM/JKN/HSA/10-05-01/H/15/2244 | 2700 | 2700 | V10 | 2021-01-01
1582 | BEMS | P0 | Hospital Shah Alam, Selangor | PERUBATAN AM | PUMP SYRINGE BASIC (STAND ALONE) | Therapeutic Intermediate | 13-217 | 1 | KKM/JKN/HSA/10-05-01/H/15/2245 | 2700 | 2700 | V10 | 2021-01-01
1583 | BEMS | P0 | Hospital Shah Alam, Selangor | PERUBATAN AM | PUMP SYRINGE BASIC (STAND ALONE) | Therapeutic Intermediate | 13-217 | 1 | KKM/JKN/HSA/10-05-01/H/15/2246 | 2700 | 2700 | V10 | 2021-01-01
1584 | BEMS | P0 | Hospital Shah Alam, Selangor | PERUBATAN AM | PUMP SYRINGE BASIC (STAND ALONE) | Therapeutic Intermediate | 13-217 | 1 | KKM/JKN/HSA/10-05-01/H/15/2247 | 2700 | 2700 | V10 | 2021-01-01
1585 | BEMS | P0 | Hospital Shah Alam, Selangor | OBSTETRIK & GINEKOLOGI | PUMP SYRINGE BASIC (STAND ALONE) | Therapeutic Intermediate | 13-217 | 1 | KKM/JKN/HSA/10-05-01/H/15/2248 | 2700 | 2700 | V10 | 2021-01-01
1586 | BEMS | P0 | Hospital Shah Alam, Selangor | OBSTETRIK & GINEKOLOGI | PUMP SYRINGE BASIC (STAND ALONE) | Therapeutic Intermediate | 13-217 | 1 | KKM/JKN/HSA/10-05-01/H/15/2249 | 2700 | 2700 | V10 | 2021-01-01
1587 | BEMS | P0 | Hospital Shah Alam, Selangor | OBSTETRIK & GINEKOLOGI | PUMP SYRINGE BASIC (STAND ALONE) | Therapeutic Intermediate | 13-217 | 1 | KKM/JKN/HSA/10-05-01/H/15/2250 | 2700 | 2700 | V10 | 2021-01-01
1588 | BEMS | P0 | Hospital Shah Alam, Selangor | OBSTETRIK & GINEKOLOGI | PUMP SYRINGE BASIC (STAND ALONE) | Therapeutic Intermediate | 13-217 | 1 | KKM/JKN/HSA/10-05-01/H/15/2252 | 2700 | 2700 | V10 | 2021-01-01
1589 | BEMS | P0 | Hospital Shah Alam, Selangor | OBSTETRIK & GINEKOLOGI | PUMP SYRINGE BASIC (STAND ALONE) | Therapeutic Intermediate | 13-217 | 1 | KKM/JKN/HSA/10-05-01/H/15/2253 | 2700 | 2700 | V10 | 2021-01-01
1590 | BEMS | P0 | Hospital Shah Alam, Selangor | OBSTETRIK & GINEKOLOGI | PUMP SYRINGE BASIC (STAND ALONE) | Therapeutic Intermediate | 13-217 | 1 | KKM/JKN/HSA/10-05-01/H/15/2254 | 2700 | 2700 | V10 | 2021-01-01
1591 | BEMS | P0 | Hospital Shah Alam, Selangor | OBSTETRIK & GINEKOLOGI | PUMP SYRINGE BASIC (STAND ALONE) | Therapeutic Intermediate | 13-217 | 1 | KKM/JKN/HSA/10-05-01/H/15/2255 | 2700 | 2700 | V10 | 2021-01-01
1592 | BEMS | P0 | Hospital Shah Alam, Selangor | ORTHOPEDIK | PUMP SYRINGE BASIC (STAND ALONE) | Therapeutic Intermediate | 13-217 | 1 | KKM/JKN/HSA/10-05-01/H/15/2256 | 2700 | 2700 | V10 | 2021-01-01
1593 | BEMS | P0 | Hospital Shah Alam, Selangor | ORTHOPEDIK | PUMP SYRINGE BASIC (STAND ALONE) | Therapeutic Intermediate | 13-217 | 1 | KKM/JKN/HSA/10-05-01/H/15/2257 | 2700 | 2700 | V10 | 2021-01-01
1594 | BEMS | P0 | Hospital Shah Alam, Selangor | ORTHOPEDIK | PUMP SYRINGE BASIC (STAND ALONE) | Therapeutic Intermediate | 13-217 | 1 | KKM/JKN/HSA/10-05-01/H/15/2258 | 2700 | 2700 | V10 | 2021-01-01
1595 | BEMS | P0 | Hospital Shah Alam, Selangor | ORTHOPEDIK | PUMP SYRINGE BASIC (STAND ALONE) | Therapeutic Intermediate | 13-217 | 1 | KKM/JKN/HSA/10-05-01/H/15/2259 | 2700 | 2700 | V10 | 2021-01-01
1596 | BEMS | P0 | Hospital Shah Alam, Selangor | PEMBEDAHAN AM | PUMP SYRINGE BASIC (STAND ALONE) | Therapeutic Intermediate | 13-217 | 1 | KKM/JKN/HSA/10-05-01/H/15/2260 | 2700 | 2700 | V10 | 2021-01-01
1597 | BEMS | P0 | Hospital Shah Alam, Selangor | PERUBATAN AM | PUMP SYRINGE BASIC (STAND ALONE) | Therapeutic Intermediate | 13-217 | 1 | KKM/JKN/HSA/10-05-01/H/15/2268 | 2700 | 2700 | V10 | 2021-01-01
1598 | BEMS | P0 | Hospital Shah Alam, Selangor | PERUBATAN AM | PUMP SYRINGE BASIC (STAND ALONE) | Therapeutic Intermediate | 13-217 | 1 | KKM/JKN/HSA/10-05-01/H/15/2269 | 2700 | 2700 | V10 | 2021-01-01
1599 | BEMS | P0 | Hospital Shah Alam, Selangor | PERUBATAN AM | PUMP SYRINGE BASIC (STAND ALONE) | Therapeutic Intermediate | 13-217 | 1 | KKM/JKN/HSA/10-05-01/H/15/2270 | 2700 | 2700 | V10 | 2021-01-01
1600 | BEMS | P0 | Hospital Shah Alam, Selangor | PERUBATAN AM | PUMP SYRINGE BASIC (STAND ALONE) | Therapeutic Intermediate | 13-217 | 1 | KKM/JKN/HSA/10-05-01/H/15/2271 | 2700 | 2700 | V10 | 2021-01-01
1601 | BEMS | P0 | Hospital Shah Alam, Selangor | PERUBATAN AM | PUMP SYRINGE BASIC (STAND ALONE) | Therapeutic Intermediate | 13-217 | 1 | KKM/JKN/HSA/10-05-01/H/15/4054 | 2700 | 2700 | V10 | 2021-01-01
1602 | BEMS | P0 | Hospital Shah Alam, Selangor | PERUBATAN AM | PUMP SYRINGE BASIC (STAND ALONE) | Therapeutic Intermediate | 13-217 | 1 | KKM/JKN/HSA/10-05-01/H/15/4055 | 2700 | 2700 | V10 | 2021-01-01
1603 | BEMS | P0 | Hospital Shah Alam, Selangor | KECEMASAN & TRAUMA | SUCTION UNIT 1 X 2L JAR MOBILE | Therapeutic Basic | 10-208 | 1 | KKM/JKN/HSA/10-05-01/H/15/2121 | 3386.5 | 3386.5 | V10 | 2021-01-01
1604 | BEMS | P0 | Hospital Shah Alam, Selangor | KECEMASAN & TRAUMA | SUCTION UNIT 1 X 2L JAR MOBILE | Therapeutic Basic | 10-208 | 1 | KKM/JKN/HSA/10-05-01/H/15/2122 | 3386.5 | 3386.5 | V10 | 2021-01-01
1605 | BEMS | P0 | Hospital Shah Alam, Selangor | KECEMASAN & TRAUMA | SUCTION UNIT 1 X 2L JAR MOBILE | Therapeutic Basic | 10-208 | 1 | KKM/JKN/HSA/10-05-01/H/15/2123 | 3386.5 | 3386.5 | V10 | 2021-01-01
1606 | BEMS | P0 | Hospital Shah Alam, Selangor | KECEMASAN & TRAUMA | SUCTION UNIT 1 X 2L JAR MOBILE | Therapeutic Basic | 10-208 | 1 | KKM/JKN/HSA/10-05-01/H/15/2126 | 3386.5 | 3386.5 | V10 | 2021-01-01
1607 | BEMS | P0 | Hospital Shah Alam, Selangor | NEFROLOGI | SUCTION UNIT 1 X 2L JAR MOBILE | Therapeutic Basic | 10-208 | 1 | KKM/JKN/HSA/10-05-01/H/15/2146 | 3386.5 | 3386.5 | V10 | 2021-01-01
1608 | BEMS | P0 | Hospital Shah Alam, Selangor | ANESTESIOLOGI | SUCTION UNIT 1 X 2L JAR MOBILE | Therapeutic Basic | 10-208 | 1 | KKM/JKN/HSA/10-05-01/H/15/2147 | 3386.5 | 3386.5 | V10 | 2021-01-01
1609 | BEMS | P0 | Hospital Shah Alam, Selangor | OBSTETRIK & GINEKOLOGI | SUCTION UNIT 1 X 2L JAR MOBILE | Therapeutic Basic | 10-208 | 1 | KKM/JKN/HSA/10-05-01/H/15/2148 | 3386.5 | 3386.5 | V10 | 2021-01-01
1610 | BEMS | P0 | Hospital Shah Alam, Selangor | ANESTESIOLOGI | SUCTION UNIT 1 X 2L JAR MOBILE | Therapeutic Basic | 10-208 | 1 | KKM/JKN/HSA/10-05-01/H/15/2149 | 3386.5 | 3386.5 | V10 | 2021-01-01
1611 | BEMS | P0 | Hospital Shah Alam, Selangor | ANESTESIOLOGI | SUCTION UNIT 1 X 2L JAR MOBILE | Therapeutic Basic | 10-208 | 1 | KKM/JKN/HSA/10-05-01/H/15/2150 | 3386.5 | 3386.5 | V10 | 2021-01-01
1612 | BEMS | P0 | Hospital Shah Alam, Selangor | PEMBEDAHAN AM | SUCTION UNIT 1 X 2L JAR MOBILE | Therapeutic Basic | 10-208 | 1 | KKM/JKN/HSA/10-05-01/H/15/2152 | 3386.5 | 3386.5 | V10 | 2021-01-01
1613 | BEMS | P0 | Hospital Shah Alam, Selangor | PERUBATAN AM | SUCTION UNIT 1 X 2L JAR MOBILE | Therapeutic Basic | 10-208 | 1 | KKM/JKN/HSA/10-05-01/H/15/2154 | 3386.5 | 3386.5 | V10 | 2021-01-01
1614 | BEMS | P0 | Hospital Shah Alam, Selangor | PERUBATAN AM | SUCTION UNIT 1 X 2L JAR MOBILE | Therapeutic Basic | 10-208 | 1 | KKM/JKN/HSA/10-05-01/H/15/2155 | 3386.5 | 3386.5 | V10 | 2021-01-01
1615 | BEMS | P0 | Hospital Shah Alam, Selangor | PERUBATAN AM | SUCTION UNIT 1 X 2L JAR MOBILE | Therapeutic Basic | 10-208 | 1 | KKM/JKN/HSA/10-05-01/H/15/2162 | 3386.5 | 3386.5 | V10 | 2021-01-01
1616 | BEMS | P0 | Hospital Shah Alam, Selangor | PERUBATAN AM | SUCTION UNIT 1 X 2L JAR MOBILE | Therapeutic Basic | 10-208 | 1 | KKM/JKN/HSA/10-05-01/H/15/2170 | 3386.5 | 3386.5 | V10 | 2021-01-01
1617 | BEMS | P0 | Hospital Shah Alam, Selangor | PERUBATAN AM | SUCTION UNIT 1 X 2L JAR MOBILE | Therapeutic Basic | 10-208 | 1 | KKM/JKN/HSA/10-05-01/H/15/2171 | 3386.5 | 3386.5 | V10 | 2021-01-01
1618 | BEMS | P0 | Hospital Shah Alam, Selangor | PERUBATAN AM | SUCTION UNIT 1 X 2L JAR MOBILE | Therapeutic Basic | 10-208 | 1 | KKM/JKN/HSA/10-05-01/H/15/2172 | 3386.5 | 3386.5 | V10 | 2021-01-01
1619 | BEMS | P0 | Hospital Shah Alam, Selangor | OBSTETRIK & GINEKOLOGI | SUCTION UNIT 1 X 2L JAR MOBILE | Therapeutic Basic | 10-208 | 1 | KKM/JKN/HSA/10-05-01/H/15/2173 | 3386.5 | 3386.5 | V10 | 2021-01-01
1620 | BEMS | P0 | Hospital Shah Alam, Selangor | OBSTETRIK & GINEKOLOGI | SUCTION UNIT 1 X 2L JAR MOBILE | Therapeutic Basic | 10-208 | 1 | KKM/JKN/HSA/10-05-01/H/15/2174 | 3386.5 | 3386.5 | V10 | 2021-01-01
1621 | BEMS | P0 | Hospital Shah Alam, Selangor | ORTHOPEDIK | SUCTION UNIT 1 X 2L JAR MOBILE | Therapeutic Basic | 10-208 | 1 | KKM/JKN/HSA/10-05-01/H/15/2175 | 3386.5 | 3386.5 | V10 | 2021-01-01
1622 | BEMS | P0 | Hospital Shah Alam, Selangor | ORTHOPEDIK | SUCTION UNIT 1 X 2L JAR MOBILE | Therapeutic Basic | 10-208 | 1 | KKM/JKN/HSA/10-05-01/H/15/2176 | 3386.5 | 3386.5 | V10 | 2021-01-01
1623 | BEMS | P0 | Hospital Shah Alam, Selangor | ORTHOPEDIK | SUCTION UNIT 1 X 2L JAR MOBILE | Therapeutic Basic | 10-208 | 1 | KKM/JKN/HSA/10-05-01/H/15/2177 | 3386.5 | 3386.5 | V10 | 2021-01-01
1624 | BEMS | P0 | Hospital Shah Alam, Selangor | PEMBEDAHAN AM | SUCTION UNIT 1 X 2L JAR MOBILE | Therapeutic Basic | 10-208 | 1 | KKM/JKN/HSA/10-05-01/H/15/2182 | 3386.5 | 3386.5 | V10 | 2021-01-01
1625 | BEMS | P0 | Hospital Shah Alam, Selangor | PEMBEDAHAN AM | SUCTION UNIT 1 X 2L JAR MOBILE | Therapeutic Basic | 10-208 | 1 | KKM/JKN/HSA/10-05-01/H/15/2183 | 3386.5 | 3386.5 | V10 | 2021-01-01
1626 | BEMS | P0 | Hospital Shah Alam, Selangor | PEMBEDAHAN AM | SUCTION UNIT 1 X 2L JAR MOBILE | Therapeutic Basic | 10-208 | 1 | KKM/JKN/HSA/10-05-01/H/15/2184 | 3386.5 | 3386.5 | V10 | 2021-01-01
1627 | BEMS | P0 | Hospital Shah Alam, Selangor | KECEMASAN & TRAUMA | SUCTION UNIT 2 X 2L JAR MOBILE | Therapeutic Basic | 10-217 | 1 | KKM/JKN/HSA/10-05-01/H/15/1125 | 12150 | 12150 | V10 | 2021-01-01
1628 | BEMS | P0 | Hospital Shah Alam, Selangor | OBSTETRIK & GINEKOLOGI | SUCTION UNIT 2 X 2L JAR MOBILE | Therapeutic Basic | 10-217 | 1 | KKM/JKN/HSA/10-05-01/H/15/1126 | 12150 | 12150 | V10 | 2021-01-01
1629 | BEMS | P0 | Hospital Shah Alam, Selangor | OBSTETRIK & GINEKOLOGI | SUCTION UNIT 2 X 2L JAR MOBILE | Therapeutic Basic | 10-217 | 1 | KKM/JKN/HSA/10-05-01/H/15/1127 | 12150 | 12150 | V10 | 2021-01-01
1630 | BEMS | P0 | Hospital Shah Alam, Selangor | REHABILITASI | SUCTION UNIT 2 X 2L JAR MOBILE | Therapeutic Basic | 10-208 | 1 | KKM/JKN/HSA/10-05-01/H/15/1128 | 12150 | 12150 | V10 | 2021-01-01
1631 | BEMS | P0 | Hospital Shah Alam, Selangor | PEMBEDAHAN MULUT | SUCTION UNIT 2 X 2L JAR MOBILE | Therapeutic Basic | 10-208 | 1 | KKM/JKN/HSA/10-05-01/H/15/1129 | 12150 | 12150 | V10 | 2021-01-01
1632 | BEMS | P0 | Hospital Shah Alam, Selangor | ANESTESIOLOGI | SUCTION UNIT 2 X 2L JAR MOBILE | Therapeutic Basic | 10-208 | 1 | KKM/JKN/HSA/10-05-01/H/15/1130 | 12150 | 12150 | V10 | 2021-01-01
1633 | BEMS | P0 | Hospital Shah Alam, Selangor | ANESTESIOLOGI | SUCTION UNIT 2 X 2L JAR MOBILE | Therapeutic Basic | 10-208 | 1 | KKM/JKN/HSA/10-05-01/H/15/1131 | 12150 | 12150 | V10 | 2021-01-01
1634 | BEMS | P0 | Hospital Shah Alam, Selangor | ANESTESIOLOGI | SUCTION UNIT 2 X 2L JAR MOBILE | Therapeutic Basic | 10-208 | 1 | KKM/JKN/HSA/10-05-01/H/15/1132 | 12150 | 12150 | V10 | 2021-01-01
1635 | BEMS | P0 | Hospital Shah Alam, Selangor | ANESTESIOLOGI | SUCTION UNIT 2 X 2L JAR MOBILE | Therapeutic Basic | 10-208 | 1 | KKM/JKN/HSA/10-05-01/H/15/1133 | 12150 | 12150 | V10 | 2021-01-01
1636 | BEMS | P0 | Hospital Shah Alam, Selangor | ANESTESIOLOGI | SUCTION UNIT 2 X 2L JAR MOBILE | Therapeutic Basic | 10-208 | 1 | KKM/JKN/HSA/10-05-01/H/15/1134 | 12150 | 12150 | V10 | 2021-01-01
1637 | BEMS | P0 | Hospital Shah Alam, Selangor | ANESTESIOLOGI | SUCTION UNIT 2 X 2L JAR MOBILE | Therapeutic Basic | 10-208 | 1 | KKM/JKN/HSA/10-05-01/H/15/1135 | 12150 | 12150 | V10 | 2021-01-01
1638 | BEMS | P0 | Hospital Shah Alam, Selangor | ANESTESIOLOGI | SUCTION UNIT 2 X 2L JAR MOBILE | Therapeutic Basic | 10-208 | 1 | KKM/JKN/HSA/10-05-01/H/15/1136 | 12150 | 12150 | V10 | 2021-01-01
1639 | BEMS | P0 | Hospital Shah Alam, Selangor | ANESTESIOLOGI | SUCTION UNIT 2 X 2L JAR MOBILE | Therapeutic Basic | 10-208 | 1 | KKM/JKN/HSA/10-05-01/H/15/1137 | 12150 | 12150 | V10 | 2021-01-01
1640 | BEMS | P0 | Hospital Shah Alam, Selangor | ANESTESIOLOGI | SUCTION UNIT 2 X 2L JAR MOBILE | Therapeutic Basic | 10-208 | 1 | KKM/JKN/HSA/10-05-01/H/15/1138 | 12150 | 12150 | V10 | 2021-01-01
1641 | BEMS | P0 | Hospital Shah Alam, Selangor | ANESTESIOLOGI | SUCTION UNIT 2 X 2L JAR MOBILE | Therapeutic Basic | 10-208 | 1 | KKM/JKN/HSA/10-05-01/H/15/1139 | 12150 | 12150 | V10 | 2021-01-01
1642 | BEMS | P0 | Hospital Shah Alam, Selangor | PERUBATAN AM | METER SUCTION UNDERWATER SEAL | Therapeutic Basic | 10-218 | 1 | KKM/JKN/HSA/10-05-01/H/15/1096 | 5455 | 5455 | V10 | 2021-01-01
1643 | BEMS | P0 | Hospital Shah Alam, Selangor | PERUBATAN AM | METER SUCTION UNDERWATER SEAL | Therapeutic Basic | 10-218 | 1 | KKM/JKN/HSA/10-05-01/H/15/1097 | 5455 | 5455 | V10 | 2021-01-01
1644 | BEMS | P0 | Hospital Shah Alam, Selangor | ANESTESIOLOGI | METER SUCTION UNDERWATER SEAL | Therapeutic Basic | 10-218 | 1 | KKM/JKN/HSA/10-05-01/H/15/1098 | 5455 | 5455 | V10 | 2021-01-01
1645 | BEMS | P0 | Hospital Shah Alam, Selangor | ANESTESIOLOGI | METER SUCTION UNDERWATER SEAL | Therapeutic Basic | 10-218 | 1 | KKM/JKN/HSA/10-05-01/H/15/1099 | 5455 | 5455 | V10 | 2021-01-01
1646 | BEMS | P0 | Hospital Shah Alam, Selangor | ANESTESIOLOGI | METER SUCTION UNDERWATER SEAL | Therapeutic Basic | 10-218 | 1 | KKM/JKN/HSA/10-05-01/H/15/1100 | 5455 | 5455 | V10 | 2021-01-01
1647 | BEMS | P0 | Hospital Shah Alam, Selangor | ANESTESIOLOGI | METER SUCTION UNDERWATER SEAL | Therapeutic Basic | 10-218 | 1 | KKM/JKN/HSA/10-05-01/H/15/1101 | 5455 | 5455 | V10 | 2021-01-01
1648 | BEMS | P0 | Hospital Shah Alam, Selangor | PERUBATAN AM | EXTERNAL PACEMAKER | Therapeutic Intermediate | 12-912 | 1 | KKM/JKN/HSA/10-05-01/H/15/652 | 9900 | 9900 | V10 | 2021-01-01
1649 | BEMS | P0 | Hospital Shah Alam, Selangor | PERUBATAN AM | EXTERNAL PACEMAKER | Therapeutic Intermediate | 12-912 | 1 | KKM/JKN/HSA/10-05-01/H/15/653 | 9900 | 9900 | V10 | 2021-01-01
1650 | BEMS | P0 | Hospital Shah Alam, Selangor | OBSTETRIK & GINEKOLOGI | WARMER, CONVECTIVE AIR | Therapeutic Basic | 17-950 | 1 | KKM/JKN/HSA/10-05-01/H/15/2436 | 6560 | 6560 | V10 | 2021-01-01
1651 | BEMS | P0 | Hospital Shah Alam, Selangor | OBSTETRIK & GINEKOLOGI | WARMER, CONVECTIVE AIR | Therapeutic Basic | 17-950 | 1 | KKM/JKN/HSA/10-05-01/H/15/2437 | 6560 | 6560 | V10 | 2021-01-01
1652 | BEMS | P0 | Hospital Shah Alam, Selangor | OBSTETRIK & GINEKOLOGI | WARMER, CONVECTIVE AIR | Therapeutic Basic | 17-950 | 1 | KKM/JKN/HSA/10-05-01/H/15/2438 | 6560 | 6560 | V10 | 2021-01-01
1653 | BEMS | P0 | Hospital Shah Alam, Selangor | ANESTESIOLOGI | WARMER, CONVECTIVE AIR | Therapeutic Basic | 17-950 | 1 | KKM/JKN/HSA/10-05-01/H/15/2439 | 6560 | 6560 | V10 | 2021-01-01
1654 | BEMS | P0 | Hospital Shah Alam, Selangor | ANESTESIOLOGI | WARMER, CONVECTIVE AIR | Therapeutic Basic | 17-950 | 1 | KKM/JKN/HSA/10-05-01/H/15/2440 | 6560 | 6560 | V10 | 2021-01-01
1655 | BEMS | P0 | Hospital Shah Alam, Selangor | ANESTESIOLOGI | WARMER, CONVECTIVE AIR | Therapeutic Basic | 17-950 | 1 | KKM/JKN/HSA/10-05-01/H/15/2441 | 6560 | 6560 | V10 | 2021-01-01
1656 | BEMS | P0 | Hospital Shah Alam, Selangor | ANESTESIOLOGI | WARMER, CONVECTIVE AIR | Therapeutic Basic | 17-950 | 1 | KKM/JKN/HSA/10-05-01/H/15/2442 | 6560 | 6560 | V10 | 2021-01-01
1657 | BEMS | P0 | Hospital Shah Alam, Selangor | ANESTESIOLOGI | WARMER, CONVECTIVE AIR | Therapeutic Basic | 17-950 | 1 | KKM/JKN/HSA/10-05-01/H/15/2443 | 6560 | 6560 | V10 | 2021-01-01
1658 | BEMS | P0 | Hospital Shah Alam, Selangor | ANESTESIOLOGI | WARMER, CONVECTIVE AIR | Therapeutic Basic | 17-950 | 1 | KKM/JKN/HSA/10-05-01/H/15/2444 | 6560 | 6560 | V10 | 2021-01-01
1659 | BEMS | P0 | Hospital Shah Alam, Selangor | ANESTESIOLOGI | WARMER, CONVECTIVE AIR | Therapeutic Basic | 17-950 | 1 | KKM/JKN/HSA/10-05-01/H/15/2445 | 6560 | 6560 | V10 | 2021-01-01
1660 | BEMS | P0 | Hospital Shah Alam, Selangor | ANESTESIOLOGI | WARMER, CONVECTIVE AIR | Therapeutic Basic | 17-950 | 1 | KKM/JKN/HSA/10-05-01/H/15/2446 | 6560 | 6560 | V10 | 2021-01-01
1661 | BEMS | P0 | Hospital Shah Alam, Selangor | ANESTESIOLOGI | WARMER, CONVECTIVE AIR | Therapeutic Basic | 17-950 | 1 | KKM/JKN/HSA/10-05-01/H/15/2447 | 6560 | 6560 | V10 | 2021-01-01
1662 | BEMS | P0 | Hospital Shah Alam, Selangor | ANESTESIOLOGI | WARMER, CONVECTIVE AIR | Therapeutic Basic | 17-950 | 1 | KKM/JKN/HSA/10-05-01/H/15/2448 | 6560 | 6560 | V10 | 2021-01-01
1663 | BEMS | P0 | Hospital Shah Alam, Selangor | ANESTESIOLOGI | WARMER, CONVECTIVE AIR | Therapeutic Basic | 17-950 | 1 | KKM/JKN/HSA/10-05-01/H/15/2449 | 6560 | 6560 | V10 | 2021-01-01
1664 | BEMS | P0 | Hospital Shah Alam, Selangor | OBSTETRIK & GINEKOLOGI | SUCTION UNIT OBSTETRIC | Therapeutic Basic | 10-217 | 1 | KKM/JKN/HSA/10-05-01/H/15/1168 | 8850 | 8850 | V10 | 2021-01-01
1665 | BEMS | P0 | Hospital Shah Alam, Selangor | OBSTETRIK & GINEKOLOGI | SUCTION UNIT OBSTETRIC | Therapeutic Basic | 10-217 | 1 | KKM/JKN/HSA/10-05-01/H/15/1169 | 8850 | 8850 | V10 | 2021-01-01
1666 | BEMS | P0 | Hospital Shah Alam, Selangor | OBSTETRIK & GINEKOLOGI | SUCTION UNIT OBSTETRIC | Therapeutic Basic | 10-217 | 1 | KKM/JKN/HSA/10-05-01/H/15/1170 | 8850 | 8850 | V10 | 2021-01-01
1667 | BEMS | P0 | Hospital Shah Alam, Selangor | PEDIATRIK | SUCTION APPARATUS | Therapeutic Basic | 10-208 | 1 | KKM/JKN/HSA/10-05-01/H/15/2504 | 6500 | 6500 | V10 | 2021-01-01
1668 | BEMS | P0 | Hospital Shah Alam, Selangor | ANESTESIOLOGI | PATIENT WARMER (BLANKET) | Therapeutic Basic | 10-414 | 1 | KKM/JKN/HSA/10-05-01/H/16/94 | 9000 | 9000 | V10 | 2021-01-01
1669 | BEMS | P0 | Hospital Shah Alam, Selangor | ANESTESIOLOGI | PATIENT WARMER (BLANKET) | Therapeutic Basic | 10-414 | 1 | KKM/JKN/HSA/10-05-01/H/16/95 | 9000 | 9000 | V10 | 2021-01-01
1670 | BEMS | P0 | Hospital Shah Alam, Selangor | KECEMASAN & TRAUMA | SUCTION APPARATUS/SPENCER | Therapeutic Basic | 10-208 | 1 | KKM/JKN/HSA/10-05-01/H/16/181 | 5400 | 5400 | V10 | 2021-01-01
1671 | BEMS | P0 | Hospital Shah Alam, Selangor | KECEMASAN & TRAUMA | SYRINGE INFUSION PUMP | Therapeutic Intermediate | 13-217 | 1 | KKM/JKN/HSA/10-05-01/H/16/182 | 4000 | 4000 | V10 | 2021-01-01
1672 | BEMS | P0 | Hospital Shah Alam, Selangor | KECEMASAN & TRAUMA | SYRINGE INFUSION PUMP | Therapeutic Intermediate | 13-217 | 1 | KKM/JKN/HSA/10-05-01/H/16/183 | 4000 | 4000 | V10 | 2021-01-01
1673 | BEMS | P0 | Hospital Shah Alam, Selangor | KECEMASAN & TRAUMA | INFUSION PUMP | Therapeutic Intermediate | 13-215 | 1 | KKM/JKN/HSA/10-05-01/H/18/140 | 8000 | 8000 | V10 | 2021-01-01
1674 | BEMS | P0 | Hospital Shah Alam, Selangor | KECEMASAN & TRAUMA | INFUSION PUMP | Therapeutic Intermediate | 13-215 | 1 | KKM/JKN/HSA/10-05-01/H/18/141 | 8000 | 8000 | V10 | 2021-01-01
1675 | BEMS | P0 | Hospital Shah Alam, Selangor | KECEMASAN & TRAUMA | INFUSION PUMP | Therapeutic Intermediate | 13-215 | 1 | KKM/JKN/HSA/10-05-01/H/18/142 | 8000 | 8000 | V10 | 2021-01-01
1676 | BEMS | P0 | Hospital Shah Alam, Selangor | KECEMASAN & TRAUMA | AUTOPULSE MECHANICAL CPR SYSTEM | Therapeutic Basic | 13-366 | 1 | KKM/JKN/HSA/10-05-01/H/18/145 | 50000 | 50000 | V10 | 2021-01-01
1677 | BEMS | P0 | Hospital Shah Alam, Selangor | PEDIATRIK | PHOTOTHERAPY UNIT FREESTANDING | Therapeutic Basic | 17-515 | 1 | KKM/JKN/HSA/10-05-01/H/15/1066 | 6000 | 6000 | V10 | 2021-01-01
1678 | BEMS | P0 | Hospital Shah Alam, Selangor | PEDIATRIK | PHOTOTHERAPY UNIT FREESTANDING | Therapeutic Basic | 17-515 | 1 | KKM/JKN/HSA/10-05-01/H/15/1067 | 6000 | 6000 | V10 | 2021-01-01
1679 | BEMS | P0 | Hospital Shah Alam, Selangor | PEDIATRIK | PHOTOTHERAPY UNIT FREESTANDING | Therapeutic Basic | 17-515 | 1 | KKM/JKN/HSA/10-05-01/H/15/1068 | 6000 | 6000 | V10 | 2021-01-01
1680 | BEMS | P0 | Hospital Shah Alam, Selangor | PEDIATRIK | PHOTOTHERAPY UNIT FREESTANDING | Therapeutic Basic | 17-515 | 1 | KKM/JKN/HSA/10-05-01/H/15/1069 | 6000 | 6000 | V10 | 2021-01-01
1681 | BEMS | P0 | Hospital Shah Alam, Selangor | PEDIATRIK | PHOTOTHERAPY UNIT FREESTANDING | Therapeutic Basic | 17-515 | 1 | KKM/JKN/HSA/10-05-01/H/15/1070 | 6000 | 6000 | V10 | 2021-01-01
1682 | BEMS | P0 | Hospital Shah Alam, Selangor | PEDIATRIK | PHOTOTHERAPY UNIT FREESTANDING | Therapeutic Basic | 17-515 | 1 | KKM/JKN/HSA/10-05-01/H/15/1071 | 6000 | 6000 | V10 | 2021-01-01
1683 | BEMS | P0 | Hospital Shah Alam, Selangor | PEDIATRIK | PHOTOTHERAPY UNIT FREESTANDING | Therapeutic Basic | 17-515 | 1 | KKM/JKN/HSA/10-05-01/H/15/1072 | 6000 | 6000 | V10 | 2021-01-01
1684 | BEMS | P0 | Hospital Shah Alam, Selangor | PEDIATRIK | PHOTOTHERAPY UNIT FREESTANDING | Therapeutic Basic | 17-515 | 1 | KKM/JKN/HSA/10-05-01/H/15/1074 | 6000 | 6000 | V10 | 2021-01-01
1685 | BEMS | P0 | Hospital Shah Alam, Selangor | PEDIATRIK | PHOTOTHERAPY UNIT FREESTANDING | Therapeutic Basic | 17-515 | 1 | KKM/JKN/HSA/10-05-01/H/15/1075 | 6000 | 6000 | V10 | 2021-01-01
1686 | BEMS | P0 | Hospital Shah Alam, Selangor | PEDIATRIK | PHOTOTHERAPY UNIT FREESTANDING | Therapeutic Basic | 17-515 | 1 | KKM/JKN/HSA/10-05-01/H/15/1076 | 6000 | 6000 | V10 | 2021-01-01
1687 | BEMS | P0 | Hospital Shah Alam, Selangor | PEDIATRIK | PHOTOTHERAPY UNIT FREESTANDING | Therapeutic Basic | 17-515 | 1 | KKM/JKN/HSA/10-05-01/H/15/1077 | 6000 | 6000 | V10 | 2021-01-01
1688 | BEMS | P0 | Hospital Shah Alam, Selangor | OBSTETRIK & GINEKOLOGI | PHOTOTHERAPY UNIT FREESTANDING | Therapeutic Basic | 17-515 | 1 | KKM/JKN/HSA/10-05-01/H/15/1078 | 6000 | 6000 | V10 | 2021-01-01
1689 | BEMS | P0 | Hospital Shah Alam, Selangor | OBSTETRIK & GINEKOLOGI | PHOTOTHERAPY UNIT FREESTANDING | Therapeutic Basic | 17-515 | 1 | KKM/JKN/HSA/10-05-01/H/15/1079 | 6000 | 6000 | V10 | 2021-01-01
1690 | BEMS | P0 | Hospital Shah Alam, Selangor | OBSTETRIK & GINEKOLOGI | PHOTOTHERAPY UNIT FREESTANDING | Therapeutic Basic | 17-515 | 1 | KKM/JKN/HSA/10-05-01/H/15/1080 | 6000 | 6000 | V10 | 2021-01-01
1691 | BEMS | P0 | Hospital Shah Alam, Selangor | OBSTETRIK & GINEKOLOGI | PHOTOTHERAPY UNIT FREESTANDING | Therapeutic Basic | 17-515 | 1 | KKM/JKN/HSA/10-05-01/H/15/1081 | 6000 | 6000 | V10 | 2021-01-01
1692 | BEMS | P0 | Hospital Shah Alam, Selangor | OBSTETRIK & GINEKOLOGI | PHOTOTHERAPY UNIT FREESTANDING | Therapeutic Basic | 17-515 | 1 | KKM/JKN/HSA/10-05-01/H/15/1082 | 6000 | 6000 | V10 | 2021-01-01
1693 | BEMS | P0 | Hospital Shah Alam, Selangor | OBSTETRIK & GINEKOLOGI | PHOTOTHERAPY UNIT FREESTANDING | Therapeutic Basic | 17-515 | 1 | KKM/JKN/HSA/10-05-01/H/15/1083 | 6000 | 6000 | V10 | 2021-01-01
1694 | BEMS | P0 | Hospital Shah Alam, Selangor | OBSTETRIK & GINEKOLOGI | PHOTOTHERAPY UNIT FREESTANDING | Therapeutic Basic | 17-515 | 1 | KKM/JKN/HSA/10-05-01/H/15/1084 | 6000 | 6000 | V10 | 2021-01-01
1695 | BEMS | P0 | Hospital Shah Alam, Selangor | OBSTETRIK & GINEKOLOGI | PHOTOTHERAPY UNIT FREESTANDING | Therapeutic Basic | 17-515 | 1 | KKM/JKN/HSA/10-05-01/H/15/1085 | 6000 | 6000 | V10 | 2021-01-01
1696 | BEMS | P0 | Hospital Shah Alam, Selangor | OBSTETRIK & GINEKOLOGI | PHOTOTHERAPY UNIT FREESTANDING | Therapeutic Basic | 17-515 | 1 | KKM/JKN/HSA/10-05-01/H/15/1086 | 6000 | 6000 | V10 | 2021-01-01
1697 | BEMS | P0 | Hospital Shah Alam, Selangor | OBSTETRIK & GINEKOLOGI | PHOTOTHERAPY UNIT FREESTANDING | Therapeutic Basic | 17-515 | 1 | KKM/JKN/HSA/10-05-01/H/15/1087 | 6000 | 6000 | V10 | 2021-01-01
1698 | BEMS | P0 | Hospital Shah Alam, Selangor | PEDIATRIK | PHOTOTHERAPY UNIT FREESTANDING | Therapeutic Basic | 17-515 | 1 | KKM/JKN/HSA/10-05-01/H/15/4950 | 6000 | 6000 | V10 | 2021-01-01
1699 | BEMS | P0 | Hospital Shah Alam, Selangor | PEDIATRIK | RESUSCITATOR | Therapeutic Basic | 13-366 | 1 | KKM/JKN/HSA/10-05-01/H/16/14 | 6000 | 6000 | V10 | 2021-01-01
1700 | BEMS | P0 | Hospital Shah Alam, Selangor | PEDIATRIK | RESUSCITATOR | Therapeutic Basic | 13-366 | 1 | KKM/JKN/HSA/10-05-01/H/16/15 | 6000 | 6000 | V10 | 2021-01-01
1701 | BEMS | P0 | Hospital Shah Alam, Selangor | PEDIATRIK | RESUSCITATOR | Therapeutic Basic | 13-366 | 1 | KKM/JKN/HSA/10-05-01/H/16/16 | 6000 | 6000 | V10 | 2021-01-01
1702 | BEMS | P0 | Hospital Shah Alam, Selangor | PEDIATRIK | THERAPEUTIC HYPOTHERMIA MACHINE SERVO CONTROL | Therapeutic Intermediate | 12-068 | 1 | KKM/JKN/HSA/10-05-01/H/16/27 | 89800 | 89800 | V10 | 2021-01-01
1703 | BEMS | P0 | Hospital Shah Alam, Selangor | PEDIATRIK | BIOMED OXYGEN BLENDED COMPLETE SET | Therapeutic Intermediate | 12-876 | 1 | KKM/JKN/HSA/10-05-01/H/16/49 | 5580 | 5580 | V10 | 2021-01-01
1704 | BEMS | P0 | Hospital Shah Alam, Selangor | PEDIATRIK | BIOMED OXYGEN BLENDED COMPLETE SET | Therapeutic Intermediate | 12-876 | 1 | KKM/JKN/HSA/10-05-01/H/16/50 | 5580 | 5580 | V10 | 2021-01-01
1705 | BEMS | P0 | Hospital Shah Alam, Selangor | PEDIATRIK | PHOTOTHERAPY MACHINE (LAMP) | Therapeutic Basic | 17-515 | 1 | KKM/JKN/HSA/10-05-01/H/16/132 | 7100 | 7100 | V10 | 2021-01-01
1706 | BEMS | P0 | Hospital Shah Alam, Selangor | PEDIATRIK | PHOTOTHERAPY MACHINE (LAMP) | Therapeutic Basic | 17-515 | 1 | KKM/JKN/HSA/10-05-01/H/16/133 | 7100 | 7100 | V10 | 2021-01-01
1707 | BEMS | P0 | Hospital Shah Alam, Selangor | PEDIATRIK | PHOTOTHERAPY MACHINE (LAMP) | Therapeutic Basic | 17-515 | 1 | KKM/JKN/HSA/10-05-01/H/16/134 | 7100 | 7100 | V10 | 2021-01-01
1708 | BEMS | P0 | Hospital Shah Alam, Selangor | PEDIATRIK | PHOTOTHERAPY MACHINE (LAMP) | Therapeutic Basic | 17-515 | 1 | KKM/JKN/HSA/10-05-01/H/16/135 | 7100 | 7100 | V10 | 2021-01-01
1709 | BEMS | P0 | Hospital Shah Alam, Selangor | PEDIATRIK | PHOTOTHERAPY MACHINE (LAMP) | Therapeutic Basic | 17-515 | 1 | KKM/JKN/HSA/10-05-01/H/16/136 | 7100 | 7100 | V10 | 2021-01-01
1710 | BEMS | P0 | Hospital Shah Alam, Selangor | PEDIATRIK | PHOTOTHERAPY MACHINE (LAMP) | Therapeutic Basic | 17-515 | 1 | KKM/JKN/HSA/10-05-01/H/16/137 | 7100 | 7100 | V10 | 2021-01-01
1711 | BEMS | P0 | Hospital Shah Alam, Selangor | OFTALMOLOGI | LASER ND YAG | Therapeutic High | 16-947 | 1 | KKM/JKN/HSA/10-05-01/H/15/2752 | 93000 | 93000 | V10 | 2021-01-01
1712 | BEMS | P0 | Hospital Shah Alam, Selangor | OFTALMOLOGI | LASER DIODE(RED) PHOTOCOAGULATOR | Therapeutic High | 18-216 | 1 | KKM/JKN/HSA/10-05-01/H/15/4260 | 125347 | 125347 | V10 | 2021-01-01
1713 | BEMS | P0 | Hospital Shah Alam, Selangor | OFTALMOLOGI | LASER DIODE(RED) PHOTOCOAGULATOR | Therapeutic High | 18-216 | 1 | KKM/JKN/HSA/10-05-01/H/15/4261 | 125347 | 125347 | V10 | 2021-01-01
1714 | BEMS | P0 | Hospital Shah Alam, Selangor | OFTALMOLOGI | LASER DIODE(RED) PHOTOCOAGULATOR | Therapeutic High | 18-216 | 1 | KKM/JKN/HSA/10-05-01/H/15/4327 | 125347 | 125347 | V10 | 2021-01-01
1715 | BEMS | P0 | Hospital Shah Alam, Selangor | REHABILITASI | DIATHERMY UNIT SHORT WAVE | Therapeutic Intermediate | 11-246 | 1 | KKM/JKN/HSA/10-05-01/H/15/966 | 24466 | 24466 | V10 | 2021-01-01
1716 | BEMS | P0 | Hospital Shah Alam, Selangor | REHABILITASI | DIATHERMY UNIT SHORT WAVE | Therapeutic Intermediate | 11-246 | 1 | KKM/JKN/HSA/10-05-01/H/15/967 | 24466 | 24466 | V10 | 2021-01-01
1717 | BEMS | P0 | Hospital Shah Alam, Selangor | REHABILITASI | SHOCKWAVE THERAPHY UNIT/500 PLUS V-ACTOR | Therapeutic Intermediate | 11-246 | 1 | KKM/JKN/HSA/10-05-01/H/15/36 | 105000 | 105000 | V10 | 2021-01-01
1718 | BEMS | P0 | Hospital Shah Alam, Selangor | ANESTESIOLOGI | DRILL SURGICAL, ORTHO. BIG BONE, ELECTRIC | Therapeutic Intermediate | 11-331 | 1 | KKM/JKN/HSA/10-05-01/H/15/3632 | 89185 | 89185 | V10 | 2021-01-01
1719 | BEMS | P0 | Hospital Shah Alam, Selangor | PEDIATRIK | INFANT VENTILATOR | Therapeutic Intermediate | 14-361 | 1 | KKM/JKN/HSA/10-05-01/H/15/1612 | 38720 | 38720 | V10 | 2021-01-01
1720 | BEMS | P0 | Hospital Shah Alam, Selangor | PEDIATRIK | INFANT VENTILATOR | Therapeutic Intermediate | 14-361 | 1 | KKM/JKN/HSA/10-05-01/H/15/1613 | 38720 | 38720 | V10 | 2021-01-01
1721 | BEMS | P0 | Hospital Shah Alam, Selangor | PEDIATRIK | INFANT VENTILATOR | Therapeutic Intermediate | 14-361 | 1 | KKM/JKN/HSA/10-05-01/H/15/1614 | 38720 | 38720 | V10 | 2021-01-01
1722 | BEMS | P0 | Hospital Shah Alam, Selangor | PEDIATRIK | INFANT VENTILATOR | Therapeutic Intermediate | 14-361 | 1 | KKM/JKN/HSA/10-05-01/H/15/1615 | 38720 | 38720 | V10 | 2021-01-01
1723 | BEMS | P0 | Hospital Shah Alam, Selangor | PEDIATRIK | RESPIRATORI HUMIDIFIER | Therapeutic Intermediate | 12-050 | 1 | KKM/JKN/HSA/10-05-01/H/16/45 | 7450 | 7450 | V10 | 2021-01-01
1724 | BEMS | P0 | Hospital Shah Alam, Selangor | PEDIATRIK | RESPIRATORI HUMIDIFIER | Therapeutic Intermediate | 12-050 | 1 | KKM/JKN/HSA/10-05-01/H/16/46 | 7450 | 7450 | V10 | 2021-01-01
1725 | BEMS | P0 | Hospital Shah Alam, Selangor | BEDAH MULUT | TUMESCENT ANESTHESIA | Therapeutic Intermediate | 17-842 | 1 | KKM/JKN/HSA/10-05-01/H/14/3 | 14000 | 14000 | V10 | 2021-01-01
1726 | BEMS | P0 | Hospital Shah Alam, Selangor | ORTOPEDIK | LUP (LOUPE)/EYEMAG PRO F | Therapeutic Basic | 15-652 | 1 | KKM/JKN/HSA/10-05-01/H/16/174 | 6989 | 6989 | V10 | 2021-01-01
1727 | BEMS | P0 | Hospital Shah Alam, Selangor | REHABILITASI | AERO UPPERCYCLE | Therapeutic Basic | 11-631 | 1 | KKM/JKN/HSA/10-05-01/H/16/139 | 24464 | 24464 | V10 | 2021-01-01
1728 | BEMS | P0 | Hospital Shah Alam, Selangor | PEMBEDAHAN MULUT | IMPRESSION MATERIAL MIXER | Laboratory Basic | 15-161 | 1 | KKM/JKN/HSA/10-05-01/H/16/102 | 3380 | 3380 | V10 | 2021-01-01
1729 | BEMS | P0 | Hospital Shah Alam, Selangor | PEMBEDAHAN MULUT | IMPRESSION MATERIAL MIXER | Laboratory Basic | 15-161 | 1 | KKM/JKN/HSA/10-05-01/H/16/103 | 3380 | 3380 | V10 | 2021-01-01
1730 | BEMS | P0 | Hospital Shah Alam, Selangor | OFTALMOLOGI | LOUPE BINOCULAR | Therapeutic Basic | 15-652 | 1 | KKM/JKN/HSA/10-05-01/R/15/15921 | 1482 | 1482 | V10 | 2021-01-01
1731 | BEMS | P0 | Hospital Shah Alam, Selangor | OFTALMOLOGI | LOUPE BINOCULAR | Therapeutic Basic | 15-652 | 1 | KKM/JKN/HSA/10-05-01/R/15/17201 | 1482 | 1482 | V10 | 2021-01-01
1732 | BEMS | P0 | Hospital Shah Alam, Selangor | OFTALMOLOGI | LOUPE BINOCULAR | Therapeutic Basic | 15-652 | 1 | KKM/JKN/HSA/10-05-01/R/15/17202 | 1482 | 1482 | V10 | 2021-01-01
1733 | BEMS | P0 | Hospital Shah Alam, Selangor | OFTALMOLOGI | LOUPE BINOCULAR | Therapeutic Basic | 15-652 | 1 | KKM/JKN/HSA/10-05-01/R/15/17210 | 1482 | 1482 | V10 | 2021-01-01
1734 | BEMS | P0 | Hospital Shah Alam, Selangor | REHABILITASI | DYNAMOMETER HAND DIGITAL | Therapeutic Basic | 15-577 | 1 | KKM/JKN/HSA/10-05-01/H/15/2734 | 4368 | 4368 | V10 | 2021-01-01
1735 | BEMS | P0 | Hospital Shah Alam, Selangor | REHABILITASI | DYNAMOMETER HAND DIGITAL | Therapeutic Basic | 15-577 | 1 | KKM/JKN/HSA/10-05-01/H/15/2735 | 4368 | 4368 | V10 | 2021-01-01
1736 | BEMS | P0 | Hospital Shah Alam, Selangor | REHABILITASI | MACHINE CPM SHOULDER | Therapeutic Basic | 11-631 | 1 | KKM/JKN/HSA/10-05-01/H/15/425 | 11650 | 11650 | V10 | 2021-01-01
1737 | BEMS | P0 | Hospital Shah Alam, Selangor |  | APEX LOCATOR | Therapeutic Intermediate | 16-355 | 1 | KKM/JKN/HSA/10-05-01/H/19/2 | 3450 | 3450 | V10 | 2021-01-01
1738 | BEMS | P0 | Hospital Shah Alam, Selangor |  | VASCULAR DOPPLER | Diagnostic Intermediate | 11-696 | 1 | KKM/JKN/HSA/10-05-01/H/19/4 | 2070 | 2070 | V10 | 2021-01-01
1739 | BEMS | P0 | Hospital Shah Alam, Selangor |  | PULSE OXIMETER AND SIMULATOR | Diagnostic Intermediate | 17-148 | 1 | KKM/JKN/HSA/10-05-01/H/19/5 | 5450 | 5450 | V10 | 2021-01-01
1740 | BEMS | P0 | Hospital Shah Alam, Selangor |  | PULSE OXIMETER AND SIMULATOR | Diagnostic Intermediate | 17-148 | 1 | KKM/JKN/HSA/10-05-01/H/19/17 | 5450 | 5450 | V10 | 2021-01-01
1741 | BEMS | P0 | Hospital Shah Alam, Selangor |  | PULSE OXIMETER AND SIMULATOR | Diagnostic Intermediate | 17-148 | 1 | KKM/JKN/HSA/10-05-01/H/19/18 | 5450 | 5450 | V10 | 2021-01-01
1742 | BEMS | P0 | Hospital Shah Alam, Selangor |  | INFANT WARMER (RADIANT) | Therapeutic Basic | 17-956 | 1 | KKM/JKN/HSA/10-05-01/H/19/20 | 30500 | 30500 | V10 | 2021-01-01
1743 | BEMS | P0 | Hospital Shah Alam, Selangor |  | INFUSION PUMP | Therapeutic Intermediate | 13-215 | 1 | KKM/JKN/HSA/10-05-01/H/19/21 | 3500 | 3500 | V10 | 2021-01-01
1744 | BEMS | P0 | Hospital Shah Alam, Selangor |  | SHIMADZU UNIBLOC TOP LOADING BALANCES | Laboratory Intermediate | 18-449 | 1 | KKM/JKN/HSA/10-05-01/H/19/22 | 2500 | 2500 | V10 | 2021-01-01
1745 | BEMS | P0 | Hospital Shah Alam, Selangor |  | SYRINGE INFUSION PUMP | Therapeutic Intermediate | 13-217 | 1 | KKM/JKN/HSA/10-05-01/H/19/23 | 3300 | 3300 | V10 | 2021-01-01
1746 | BEMS | P0 | Hospital Shah Alam, Selangor |  | INFANT WARMER (RADIANT) | Therapeutic Basic | 17-956 | 1 | KKM/JKN/HSA/10-05-01/H/19/24 | 35000 | 35000 | V10 | 2021-01-01
1747 | BEMS | P0 | Hospital Shah Alam, Selangor |  | CUST CUTTER & DUST EXTRACTION SYSTEM | Therapeutic Basic | 10-656 | 1 | KKM/JKN/HSA/10-05-01/H/19/25 | 14500 | 14500 | V10 | 2021-01-01
1748 | BEMS | P0 | Hospital Shah Alam, Selangor |  | Microscope | Laboratory Intermediate | 12-536 | 1 | JKNS/062678/H/12/203 | 449250.5 | 449250.5 | V10 | 2021-01-01
1749 | BEMS | P0 | Hospital Shah Alam, Selangor | KECEMASAN & TRAUMA | WARMER, CONVECTIVE AIR | Therapeutic Basic | 17-950 | 1 | KKM/JKN/HSA/10-05-01/H/15/2431 | 6560 | 6560 | V10 | 2021-01-01
1750 | BEMS | P0 | Hospital Shah Alam, Selangor | KECEMASAN & TRAUMA | WARMER, CONVECTIVE AIR | Therapeutic Basic | 17-950 | 1 | KKM/JKN/HSA/10-05-01/H/15/2432 | 6560 | 6560 | V10 | 2021-01-01
1751 | BEMS | P0 | Hospital Shah Alam, Selangor | KECEMASAN & TRAUMA | WARMER, CONVECTIVE AIR | Therapeutic Basic | 17-950 | 1 | KKM/JKN/HSA/10-05-01/H/15/2433 | 6560 | 6560 | V10 | 2021-01-01
1752 | BEMS | P0 | Hospital Shah Alam, Selangor | KECEMASAN & TRAUMA | WARMER, CONVECTIVE AIR | Therapeutic Basic | 17-950 | 1 | KKM/JKN/HSA/10-05-01/H/15/2434 | 6560 | 6560 | V10 | 2021-01-01
1753 | BEMS | P0 | Hospital Shah Alam, Selangor | ANESTESIOLOGI | WARMER, CONVECTIVE AIR | Therapeutic Basic | 17-950 | 1 | KKM/JKN/HSA/10-05-01/H/15/2435 | 6560 | 6560 | V10 | 2021-01-01
1754 | BEMS | P0 | Hospital Shah Alam, Selangor | PERUBATAN AM | SUCTION UNIT 1 X 2L JAR MOBILE | Therapeutic Basic | 10-208 | 1 | KKM/JKN/HSA/10-05-01/H/15/2185 | 3386.5 | 3386.5 | V10 | 2021-01-01
1755 | BEMS | P0 | Hospital Shah Alam, Selangor | PERUBATAN AM | SUCTION UNIT 1 X 2L JAR MOBILE | Therapeutic Basic | 10-208 | 1 | KKM/JKN/HSA/10-05-01/H/15/2186 | 3386.5 | 3386.5 | V10 | 2021-01-01
1756 | BEMS | P0 | Hospital Shah Alam, Selangor | PERUBATAN AM | SUCTION UNIT 1 X 2L JAR MOBILE | Therapeutic Basic | 10-208 | 1 | KKM/JKN/HSA/10-05-01/H/15/4076 | 3386.5 | 3386.5 | V10 | 2021-01-01
1757 | BEMS | P0 | Hospital Shah Alam, Selangor | PERUBATAN AM | SUCTION UNIT 1 X 2L JAR MOBILE | Therapeutic Basic | 10-208 | 1 | KKM/JKN/HSA/10-05-01/H/15/4077 | 3386.5 | 3386.5 | V10 | 2021-01-01
1758 | BEMS | P0 | Hospital Shah Alam, Selangor | PERUBATAN AM | SUCTION UNIT 1 X 2L JAR MOBILE | Therapeutic Basic | 10-208 | 1 | KKM/JKN/HSA/10-05-01/H/15/4078 | 3386.5 | 3386.5 | V10 | 2021-01-01
1759 | BEMS | P0 | Hospital Shah Alam, Selangor | PEMBEDAHAN AM | SUCTION UNIT 1 X 2L JAR MOBILE | Therapeutic Basic | 10-208 | 1 | KKM/JKN/HSA/10-05-01/H/15/4079 | 3386.5 | 3386.5 | V10 | 2021-01-01
1760 | BEMS | P0 | Hospital Shah Alam, Selangor | PEMBEDAHAN AM | SUCTION UNIT 1 X 2L JAR MOBILE | Therapeutic Basic | 10-208 | 1 | KKM/JKN/HSA/10-05-01/H/15/2179 | 3386.5 | 3386.5 | V10 | 2021-01-01
1761 | BEMS | P0 | Hospital Shah Alam, Selangor | PEMBEDAHAN AM | SUCTION UNIT 1 X 2L JAR MOBILE | Therapeutic Basic | 10-208 | 1 | KKM/JKN/HSA/10-05-01/H/15/2180 | 3386.5 | 3386.5 | V10 | 2021-01-01
1762 | BEMS | P0 | Hospital Shah Alam, Selangor | PEMBEDAHAN AM | SUCTION UNIT 1 X 2L JAR MOBILE | Therapeutic Basic | 10-208 | 1 | KKM/JKN/HSA/10-05-01/H/15/2181 | 3386.5 | 3386.5 | V10 | 2021-01-01
1763 | BEMS | P0 | Hospital Shah Alam, Selangor | OBSTETRIK & GINEKOLOGI | PUMP SYRINGE BASIC (STAND ALONE) | Therapeutic Intermediate | 13-217 | 1 | KKM/JKN/HSA/10-05-01/H/15/2251 | 2700 | 2700 | V10 | 2021-01-01
1764 | BEMS | P0 | Hospital Shah Alam, Selangor | PERUBATAN AM | SUCTION UNIT 1 X 2L JAR MOBILE | Therapeutic Basic | 10-208 | 1 | KKM/JKN/HSA/10-05-01/H/15/2151 | 3386.5 | 3386.5 | V10 | 2021-01-01
1765 | BEMS | P0 | Hospital Shah Alam, Selangor | PEDIATRIK | SUCTION UNIT 1 X 2L JAR MOBILE | Therapeutic Basic | 10-208 | 1 | KKM/JKN/HSA/10-05-01/H/15/2153 | 3386.5 | 3386.5 | V10 | 2021-01-01
1766 | BEMS | P0 | Hospital Shah Alam, Selangor | PEMBEDAHAN AM | PUMP SYRINGE BASIC (STAND ALONE) | Therapeutic Intermediate | 13-217 | 1 | KKM/JKN/HSA/10-05-01/H/15/2261 | 2700 | 2700 | V10 | 2021-01-01
1767 | BEMS | P0 | Hospital Shah Alam, Selangor | PEMBEDAHAN AM | PUMP SYRINGE BASIC (STAND ALONE) | Therapeutic Intermediate | 13-217 | 1 | KKM/JKN/HSA/10-05-01/H/15/2262 | 2700 | 2700 | V10 | 2021-01-01
1768 | BEMS | P0 | Hospital Shah Alam, Selangor | PEMBEDAHAN AM | PUMP SYRINGE BASIC (STAND ALONE) | Therapeutic Intermediate | 13-217 | 1 | KKM/JKN/HSA/10-05-01/H/15/2263 | 2700 | 2700 | V10 | 2021-01-01
1769 | BEMS | P0 | Hospital Shah Alam, Selangor | PEMBEDAHAN AM | PUMP SYRINGE BASIC (STAND ALONE) | Therapeutic Intermediate | 13-217 | 1 | KKM/JKN/HSA/10-05-01/H/15/2264 | 2700 | 2700 | V10 | 2021-01-01
1770 | BEMS | P0 | Hospital Shah Alam, Selangor | PEMBEDAHAN AM | PUMP SYRINGE BASIC (STAND ALONE) | Therapeutic Intermediate | 13-217 | 1 | KKM/JKN/HSA/10-05-01/H/15/2265 | 2700 | 2700 | V10 | 2021-01-01
1771 | BEMS | P0 | Hospital Shah Alam, Selangor | PEMBEDAHAN AM | PUMP SYRINGE BASIC (STAND ALONE) | Therapeutic Intermediate | 13-217 | 1 | KKM/JKN/HSA/10-05-01/H/15/2266 | 2700 | 2700 | V10 | 2021-01-01
1772 | BEMS | P0 | Hospital Shah Alam, Selangor | PEMBEDAHAN AM | PUMP SYRINGE BASIC (STAND ALONE) | Therapeutic Intermediate | 13-217 | 1 | KKM/JKN/HSA/10-05-01/H/15/2267 | 2700 | 2700 | V10 | 2021-01-01
1773 | BEMS | P0 | Hospital Shah Alam, Selangor | PERUBATAN AM | PUMP VOLUMETRIC INFUSION (STAND ALONE) | Therapeutic Intermediate | 13-215 | 1 | KKM/JKN/HSA/10-05-01/H/15/1175 | 7245 | 7245 | V10 | 2021-01-01
1774 | BEMS | P0 | Hospital Shah Alam, Selangor | PERUBATAN AM | PUMP VOLUMETRIC INFUSION (STAND ALONE) | Therapeutic Intermediate | 13-215 | 1 | KKM/JKN/HSA/10-05-01/H/15/1176 | 7245 | 7245 | V10 | 2021-01-01
1775 | BEMS | P0 | Hospital Shah Alam, Selangor | PERUBATAN AM | PUMP VOLUMETRIC INFUSION (STAND ALONE) | Therapeutic Intermediate | 13-215 | 1 | KKM/JKN/HSA/10-05-01/H/15/1177 | 7245 | 7245 | V10 | 2021-01-01
1776 | BEMS | P0 | Hospital Shah Alam, Selangor | PERUBATAN AM | PUMP VOLUMETRIC INFUSION (STAND ALONE) | Therapeutic Intermediate | 13-215 | 1 | KKM/JKN/HSA/10-05-01/H/15/1178 | 7245 | 7245 | V10 | 2021-01-01
1777 | BEMS | P0 | Hospital Shah Alam, Selangor | PERUBATAN AM | PUMP VOLUMETRIC INFUSION (STAND ALONE) | Therapeutic Intermediate | 13-215 | 1 | KKM/JKN/HSA/10-05-01/H/15/1179 | 7245 | 7245 | V10 | 2021-01-01
1778 | BEMS | P0 | Hospital Shah Alam, Selangor | PERUBATAN AM | PUMP VOLUMETRIC INFUSION (STAND ALONE) | Therapeutic Intermediate | 13-215 | 1 | KKM/JKN/HSA/10-05-01/H/15/1180 | 7245 | 7245 | V10 | 2021-01-01
1779 | BEMS | P0 | Hospital Shah Alam, Selangor | PERUBATAN AM | PUMP VOLUMETRIC INFUSION (STAND ALONE) | Therapeutic Intermediate | 13-215 | 1 | KKM/JKN/HSA/10-05-01/H/15/1181 | 7245 | 7245 | V10 | 2021-01-01
1780 | BEMS | P0 | Hospital Shah Alam, Selangor | ANESTESIOLOGI | PUMP VOLUMETRIC INFUSION (STAND ALONE) | Therapeutic Intermediate | 13-215 | 1 | KKM/JKN/HSA/10-05-01/H/15/1182 | 7245 | 7245 | V10 | 2021-01-01
1781 | BEMS | P0 | Hospital Shah Alam, Selangor | PERUBATAN AM | PUMP SYRINGE BASIC DOSE RATE (STAND ALONE) | Therapeutic Intermediate | 13-217 | 1 | KKM/JKN/HSA/10-05-01/H/15/914 | 4300 | 4300 | V10 | 2021-01-01
1782 | BEMS | P0 | Hospital Shah Alam, Selangor | PERUBATAN AM | PUMP SYRINGE BASIC DOSE RATE (STAND ALONE) | Therapeutic Intermediate | 13-217 | 1 | KKM/JKN/HSA/10-05-01/H/15/915 | 4300 | 4300 | V10 | 2021-01-01
1783 | BEMS | P0 | Hospital Shah Alam, Selangor | PERUBATAN AM | PUMP SYRINGE BASIC DOSE RATE (STAND ALONE) | Therapeutic Intermediate | 13-217 | 1 | KKM/JKN/HSA/10-05-01/H/15/916 | 4300 | 4300 | V10 | 2021-01-01
1784 | BEMS | P0 | Hospital Shah Alam, Selangor | PEDIATRIK | PUMP SYRINGE BASIC DOSE RATE (STAND ALONE) | Therapeutic Intermediate | 13-217 | 1 | KKM/JKN/HSA/10-05-01/H/15/3886 | 4300 | 4300 | V10 | 2021-01-01
1785 | BEMS | P0 | Hospital Shah Alam, Selangor | PEDIATRIK | PUMP SYRINGE BASIC DOSE RATE (STAND ALONE) | Therapeutic Intermediate | 13-217 | 1 | KKM/JKN/HSA/10-05-01/H/15/3887 | 4300 | 4300 | V10 | 2021-01-01
1786 | BEMS | P0 | Hospital Shah Alam, Selangor | PEDIATRIK | PUMP SYRINGE BASIC DOSE RATE (STAND ALONE) | Therapeutic Intermediate | 13-217 | 1 | KKM/JKN/HSA/10-05-01/H/15/3888 | 4300 | 4300 | V10 | 2021-01-01
1787 | BEMS | P0 | Hospital Shah Alam, Selangor | ANESTESIOLOGI | PUMP VOLUMETRIC INFUSION | Therapeutic Intermediate | 13-215 | 1 | KKM/JKN/HSA/10-05-01/H/15/2776 | 5489 | 5489 | V10 | 2021-01-01
1788 | BEMS | P0 | Hospital Shah Alam, Selangor | ANESTESIOLOGI | PUMP VOLUMETRIC INFUSION | Therapeutic Intermediate | 13-215 | 1 | KKM/JKN/HSA/10-05-01/H/15/2777 | 5489 | 5489 | V10 | 2021-01-01
1789 | BEMS | P0 | Hospital Shah Alam, Selangor | ORTHOPEDIK | DEFIBRILLATOR W/INTERNAL/EXT PADDLES/PACEMAKER | Therapeutic Intermediate | 17-116 | 1 | KKM/JKN/HSA/10-05-01/H/15/3688 | 14250 | 14250 | V10 | 2021-01-01
1790 | BEMS | P0 | Hospital Shah Alam, Selangor | PEMBEDAHAN AM | DEFIBRILLATOR W/INTERNAL/EXT PADDLES/PACEMAKER | Therapeutic Intermediate | 17-116 | 1 | KKM/JKN/HSA/10-05-01/H/15/3684 | 14250 | 14250 | V10 | 2021-01-01
1791 | BEMS | P0 | Hospital Shah Alam, Selangor | PEMBEDAHAN | DEFIBRILLATOR W/INTERNAL/EXT PADDLES/PACEMAKER | Therapeutic Intermediate | 17-116 | 1 | KKM/JKN/HSA/10-05-01/H/15/3685 | 14250 | 14250 | V10 | 2021-01-01
1792 | BEMS | P0 | Hospital Shah Alam, Selangor | OTORINOLARINGOLOGI | SUCTION UNIT FOR FLEXIBLE SCOPES | Therapeutic Basic | 10-217 | 1 | KKM/JKN/HSA/10-05-01/H/15/1094 | 2430 | 2430 | V10 | 2021-01-01
1793 | BEMS | P0 | Hospital Shah Alam, Selangor | ANESTESIOLOGI | PUMP SYRINGE | Therapeutic Intermediate | 13-217 | 1 | KKM/JKN/HSA/10-05-01/H/15/922 | 4650 | 4650 | V10 | 2021-01-01
1794 | BEMS | P0 | Hospital Shah Alam, Selangor | ANESTESIOLOGI | PUMP SYRINGE | Therapeutic Intermediate | 13-217 | 1 | KKM/JKN/HSA/10-05-01/H/15/924 | 4650 | 4650 | V10 | 2021-01-01
1795 | BEMS | P0 | Hospital Shah Alam, Selangor | KECEMASAN & TRAUMA | PUMP SYRINGE BASIC DOSE RATE (STAND ALONE) | Therapeutic Intermediate | 13-217 | 1 | KKM/JKN/HSA/10-05-01/H/15/441 | 4300 | 4300 | V10 | 2021-01-01
1796 | BEMS | P0 | Hospital Shah Alam, Selangor | PERUBATAN AM | PUMP SYRINGE BASIC DOSE RATE (STAND ALONE) | Therapeutic Intermediate | 13-217 | 1 | KKM/JKN/HSA/10-05-01/H/15/618 | 4300 | 4300 | V10 | 2021-01-01
1797 | BEMS | P0 | Hospital Shah Alam, Selangor | PERUBATAN AM | PUMP SYRINGE BASIC DOSE RATE (STAND ALONE) | Therapeutic Intermediate | 13-217 | 1 | KKM/JKN/HSA/10-05-01/H/15/620 | 4300 | 4300 | V10 | 2021-01-01
1798 | BEMS | P0 | Hospital Shah Alam, Selangor | PERUBATAN AM | PUMP SYRINGE BASIC DOSE RATE (STAND ALONE) | Therapeutic Intermediate | 13-217 | 1 | KKM/JKN/HSA/10-05-01/H/15/621 | 4300 | 4300 | V10 | 2021-01-01
1799 | BEMS | P0 | Hospital Shah Alam, Selangor | PERUBATAN AM | PUMP SYRINGE BASIC DOSE RATE (STAND ALONE) | Therapeutic Intermediate | 13-217 | 1 | KKM/JKN/HSA/10-05-01/H/15/622 | 4300 | 4300 | V10 | 2021-01-01
1800 | BEMS | P0 | Hospital Shah Alam, Selangor | PERUBATAN AM | PUMP SYRINGE BASIC DOSE RATE (STAND ALONE) | Therapeutic Intermediate | 13-217 | 1 | KKM/JKN/HSA/10-05-01/H/15/623 | 4300 | 4300 | V10 | 2021-01-01
1801 | BEMS | P0 | Hospital Shah Alam, Selangor | PERUBATAN AM | PUMP SYRINGE BASIC DOSE RATE (STAND ALONE) | Therapeutic Intermediate | 13-217 | 1 | KKM/JKN/HSA/10-05-01/H/15/624 | 4300 | 4300 | V10 | 2021-01-01
1802 | BEMS | P0 | Hospital Shah Alam, Selangor | PERUBATAN AM | PUMP SYRINGE BASIC DOSE RATE (STAND ALONE) | Therapeutic Intermediate | 13-217 | 1 | KKM/JKN/HSA/10-05-01/H/15/625 | 4300 | 4300 | V10 | 2021-01-01
1803 | BEMS | P0 | Hospital Shah Alam, Selangor | PERUBATAN AM | PUMP SYRINGE BASIC DOSE RATE (STAND ALONE) | Therapeutic Intermediate | 13-217 | 1 | KKM/JKN/HSA/10-05-01/H/15/626 | 4300 | 4300 | V10 | 2021-01-01
1804 | BEMS | P0 | Hospital Shah Alam, Selangor | PERUBATAN AM | PUMP SYRINGE BASIC DOSE RATE (STAND ALONE) | Therapeutic Intermediate | 13-217 | 1 | KKM/JKN/HSA/10-05-01/H/15/627 | 4300 | 4300 | V10 | 2021-01-01
1805 | BEMS | P0 | Hospital Shah Alam, Selangor | PERUBATAN AM | PUMP SYRINGE BASIC DOSE RATE (STAND ALONE) | Therapeutic Intermediate | 13-217 | 1 | KKM/JKN/HSA/10-05-01/H/15/628 | 4300 | 4300 | V10 | 2021-01-01
1806 | BEMS | P0 | Hospital Shah Alam, Selangor | PERUBATAN AM | PUMP SYRINGE BASIC DOSE RATE (STAND ALONE) | Therapeutic Intermediate | 13-217 | 1 | KKM/JKN/HSA/10-05-01/H/15/629 | 4300 | 4300 | V10 | 2021-01-01
1807 | BEMS | P0 | Hospital Shah Alam, Selangor | PERUBATAN AM | PUMP SYRINGE BASIC DOSE RATE (STAND ALONE) | Therapeutic Intermediate | 13-217 | 1 | KKM/JKN/HSA/10-05-01/H/15/630 | 4300 | 4300 | V10 | 2021-01-01
1808 | BEMS | P0 | Hospital Shah Alam, Selangor | PERUBATAN AM | PUMP SYRINGE BASIC DOSE RATE (STAND ALONE) | Therapeutic Intermediate | 13-217 | 1 | KKM/JKN/HSA/10-05-01/H/15/632 | 4300 | 4300 | V10 | 2021-01-01
1809 | BEMS | P0 | Hospital Shah Alam, Selangor | PERUBATAN AM | PUMP SYRINGE BASIC DOSE RATE (STAND ALONE) | Therapeutic Intermediate | 13-217 | 1 | KKM/JKN/HSA/10-05-01/H/15/635 | 4300 | 4300 | V10 | 2021-01-01
1810 | BEMS | P0 | Hospital Shah Alam, Selangor | PERUBATAN AM | PUMP SYRINGE BASIC DOSE RATE (STAND ALONE) | Therapeutic Intermediate | 13-217 | 1 | KKM/JKN/HSA/10-05-01/H/15/636 | 4300 | 4300 | V10 | 2021-01-01
1811 | BEMS | P0 | Hospital Shah Alam, Selangor | PERUBATAN AM | PUMP SYRINGE BASIC DOSE RATE (STAND ALONE) | Therapeutic Intermediate | 13-217 | 1 | KKM/JKN/HSA/10-05-01/H/15/637 | 4300 | 4300 | V10 | 2021-01-01
1812 | BEMS | P0 | Hospital Shah Alam, Selangor | PERUBATAN AM | PUMP SYRINGE BASIC DOSE RATE (STAND ALONE) | Therapeutic Intermediate | 13-217 | 1 | KKM/JKN/HSA/10-05-01/H/15/638 | 4300 | 4300 | V10 | 2021-01-01
1813 | BEMS | P0 | Hospital Shah Alam, Selangor | PERUBATAN AM | PUMP SYRINGE BASIC DOSE RATE (STAND ALONE) | Therapeutic Intermediate | 13-217 | 1 | KKM/JKN/HSA/10-05-01/H/15/639 | 4300 | 4300 | V10 | 2021-01-01
1814 | BEMS | P0 | Hospital Shah Alam, Selangor | PERUBATAN AM | PUMP SYRINGE BASIC DOSE RATE (STAND ALONE) | Therapeutic Intermediate | 13-217 | 1 | KKM/JKN/HSA/10-05-01/H/15/640 | 4300 | 4300 | V10 | 2021-01-01
1815 | BEMS | P0 | Hospital Shah Alam, Selangor | PERUBATAN AM | PUMP SYRINGE BASIC DOSE RATE (STAND ALONE) | Therapeutic Intermediate | 13-217 | 1 | KKM/JKN/HSA/10-05-01/H/15/641 | 4300 | 4300 | V10 | 2021-01-01
1816 | BEMS | P0 | Hospital Shah Alam, Selangor | PERUBATAN AM | PUMP SYRINGE BASIC DOSE RATE (STAND ALONE) | Therapeutic Intermediate | 13-217 | 1 | KKM/JKN/HSA/10-05-01/H/15/642 | 4300 | 4300 | V10 | 2021-01-01
1817 | BEMS | P0 | Hospital Shah Alam, Selangor | PERUBATAN AM | PUMP SYRINGE BASIC DOSE RATE (STAND ALONE) | Therapeutic Intermediate | 13-217 | 1 | KKM/JKN/HSA/10-05-01/H/15/643 | 4300 | 4300 | V10 | 2021-01-01
1818 | BEMS | P0 | Hospital Shah Alam, Selangor | PERUBATAN AM | PUMP SYRINGE BASIC DOSE RATE (STAND ALONE) | Therapeutic Intermediate | 13-217 | 1 | KKM/JKN/HSA/10-05-01/H/15/644 | 4300 | 4300 | V10 | 2021-01-01
1819 | BEMS | P0 | Hospital Shah Alam, Selangor | PERUBATAN AM | PUMP SYRINGE BASIC DOSE RATE (STAND ALONE) | Therapeutic Intermediate | 13-217 | 1 | KKM/JKN/HSA/10-05-01/H/15/645 | 4300 | 4300 | V10 | 2021-01-01
1820 | BEMS | P0 | Hospital Shah Alam, Selangor | PERUBATAN AM | PUMP SYRINGE BASIC DOSE RATE (STAND ALONE) | Therapeutic Intermediate | 13-217 | 1 | KKM/JKN/HSA/10-05-01/H/15/646 | 4300 | 4300 | V10 | 2021-01-01
1821 | BEMS | P0 | Hospital Shah Alam, Selangor | PERUBATAN AM | PUMP SYRINGE BASIC DOSE RATE (STAND ALONE) | Therapeutic Intermediate | 13-217 | 1 | KKM/JKN/HSA/10-05-01/H/15/647 | 4300 | 4300 | V10 | 2021-01-01
1822 | BEMS | P0 | Hospital Shah Alam, Selangor | PERUBATAN AM | PUMP SYRINGE BASIC DOSE RATE (STAND ALONE) | Therapeutic Intermediate | 13-217 | 1 | KKM/JKN/HSA/10-05-01/H/15/648 | 4300 | 4300 | V10 | 2021-01-01
1823 | BEMS | P0 | Hospital Shah Alam, Selangor | PERUBATAN AM | PUMP SYRINGE BASIC DOSE RATE (STAND ALONE) | Therapeutic Intermediate | 13-217 | 1 | KKM/JKN/HSA/10-05-01/H/15/649 | 4300 | 4300 | V10 | 2021-01-01
1824 | BEMS | P0 | Hospital Shah Alam, Selangor | PERUBATAN AM | PUMP SYRINGE BASIC DOSE RATE (STAND ALONE) | Therapeutic Intermediate | 13-217 | 1 | KKM/JKN/HSA/10-05-01/H/15/650 | 4300 | 4300 | V10 | 2021-01-01
1825 | BEMS | P0 | Hospital Shah Alam, Selangor | PERUBATAN AM | PUMP SYRINGE BASIC DOSE RATE (STAND ALONE) | Therapeutic Intermediate | 13-217 | 1 | KKM/JKN/HSA/10-05-01/H/15/651 | 4300 | 4300 | V10 | 2021-01-01
1826 | BEMS | P0 | Hospital Shah Alam, Selangor | ANESTESIOLOGI | PUMP SYRINGE BASIC DOSE RATE (STAND ALONE) | Therapeutic Intermediate | 13-217 | 1 | KKM/JKN/HSA/10-05-01/H/15/685 | 4300 | 4300 | V10 | 2021-01-01
1827 | BEMS | P0 | Hospital Shah Alam, Selangor | ANESTESIOLOGI | WARMER, CONVECTIVE AIR | Therapeutic Basic | 17-950 | 1 | KKM/JKN/HSA/10-05-01/H/15/2450 | 6560 | 6560 | V10 | 2021-01-01
1828 | BEMS | P0 | Hospital Shah Alam, Selangor | ANESTESIOLOGI | WARMER, CONVECTIVE AIR | Therapeutic Basic | 17-950 | 1 | KKM/JKN/HSA/10-05-01/H/15/2451 | 6560 | 6560 | V10 | 2021-01-01
1829 | BEMS | P0 | Hospital Shah Alam, Selangor | ANESTESIOLOGI | WARMER, CONVECTIVE AIR | Therapeutic Basic | 17-950 | 1 | KKM/JKN/HSA/10-05-01/H/15/2452 | 6560 | 6560 | V10 | 2021-01-01
1830 | BEMS | P0 | Hospital Shah Alam, Selangor | KECEMASAN & TRAUMA | SUCTION UNIT MOBILE SINGLE JAR 2L | Therapeutic Basic | 10-217 | 1 | KKM/JKN/HSA/10-05-01/H/15/1167 | 5900 | 5900 | V10 | 2021-01-01
1831 | BEMS | P0 | Hospital Shah Alam, Selangor | ANESTESIOLOGI | SUCTION UNIT TWIN JAR PIPELINE | Therapeutic Basic | 10-217 | 1 | KKM/JKN/HSA/10-05-01/R/15/7337 | 1475 | 1475 | V10 | 2021-01-01
1832 | BEMS | P0 | Hospital Shah Alam, Selangor | ANESTESIOLOGI | SUCTION UNIT TWIN JAR PIPELINE | Therapeutic Basic | 10-217 | 1 | KKM/JKN/HSA/10-05-01/R/15/7338 | 1475 | 1475 | V10 | 2021-01-01
1833 | BEMS | P0 | Hospital Shah Alam, Selangor | ANESTESIOLOGI | SUCTION UNIT TWIN JAR PIPELINE | Therapeutic Basic | 10-217 | 1 | KKM/JKN/HSA/10-05-01/R/15/7340 | 1475 | 1475 | V10 | 2021-01-01
1834 | BEMS | P0 | Hospital Shah Alam, Selangor | ANESTESIOLOGI | SUCTION UNIT TWIN JAR PIPELINE | Therapeutic Basic | 10-217 | 1 | KKM/JKN/HSA/10-05-01/R/15/7341 | 1475 | 1475 | V10 | 2021-01-01
1835 | BEMS | P0 | Hospital Shah Alam, Selangor | PEMBEDAHAN MULUT | PRISM LOUPE OPERATING | Therapeutic Basic | 15-652 | 1 | KKM/JKN/HSA/10-05-01/H/15/1161 | 10200 | 10200 | V10 | 2021-01-01
1836 | BEMS | P0 | Hospital Shah Alam, Selangor | PEMBEDAHAN MULUT | PRISM LOUPE OPERATING | Therapeutic Basic | 15-652 | 1 | KKM/JKN/HSA/10-05-01/H/15/1162 | 10200 | 10200 | V10 | 2021-01-01
1837 | BEMS | P0 | Hospital Shah Alam, Selangor | PEMBEDAHAN MULUT | PRISM LOUPE OPERATING | Therapeutic Basic | 15-652 | 1 | KKM/JKN/HSA/10-05-01/H/15/4218 | 10200 | 10200 | V10 | 2021-01-01
1838 | BEMS | P0 | Hospital Shah Alam, Selangor | OFTALMOLOGI | CONTRAST SENSITIVITY TESTS | Diagnostic Basic | 16-800 | 1 | KKM/JKN/HSA/10-05-01/H/15/4149 | 14000 | 14000 | V10 | 2021-01-01
1839 | BEMS | P0 | Hospital Shah Alam, Selangor | PEMBEDAHAN MULUT | ARTICULATOR W/MAGNET AND FACE BOW | Therapeutic Basic | 10-201 | 1 | KKM/JKN/HSA/10-05-01/H/15/4215 | 9666.8 | 9666.8 | V10 | 2021-01-01
1840 | BEMS | P0 | Hospital Shah Alam, Selangor | PEMBEDAHAN MULUT | ARTICULATOR W/MAGNET AND FACE BOW | Therapeutic Basic | 10-201 | 1 | KKM/JKN/HSA/10-05-01/H/15/4216 | 9666.8 | 9666.8 | V10 | 2021-01-01
1841 | BEMS | P0 | Hospital Shah Alam, Selangor | PEMBEDAHAN MULUT | MODEL SURVEYOR | Therapeutic Basic | 20-000 | 1 | KKM/JKN/HSA/10-05-01/H/15/1661 | 2200 | 2200 | V10 | 2021-01-01
1842 | BEMS | P0 | Hospital Shah Alam, Selangor | OFTALMOLOGI | SNELLEN TEST CHART W/4 DOT TEST W/M | Diagnostic Basic | 16-800 | 1 | KKM/JKN/HSA/10-05-01/H/15/4894 | 7150 | 7150 | V10 | 2021-01-01
1843 | BEMS | P0 | Hospital Shah Alam, Selangor | OFTALMOLOGI | LOUPE BINOCULAR | Therapeutic Basic | 15-652 | 1 | KKM/JKN/HSA/10-05-01/R/15/17209 | 1482 | 1482 | V10 | 2021-01-01
1844 | BEMS | P0 | Hospital Shah Alam, Selangor | OFTALMOLOGI | SCREEN HESS ELECTRIC | Diagnostic Basic | 88-041 | 1 | KKM/JKN/HSA/10-05-01/H/15/5044 | 13653 | 13653 | V10 | 2021-01-01
1845 | BEMS | P0 | Hospital Shah Alam, Selangor | BEDAH MULUT | VIBRATOR UNIT | Therapeutic Basic | 14-369 | 1 | KKM/JKN/HSA/10-05-01/R/15/15058 | 1100 | 1100 | V10 | 2021-01-01
1846 | BEMS | P0 | Hospital Shah Alam, Selangor | BEDAH MULUT | WAX POT | Therapeutic Basic | 17-849 | 1 | KKM/JKN/HSA/10-05-01/R/15/15059 | 920 | 920 | V10 | 2021-01-01
1847 | BEMS | P0 | Hospital Shah Alam, Selangor | ANESTESIOLOGI | DRILL SURGICAL, ORTHO. BIG BONE, ELECTRIC | Therapeutic Intermediate | 11-331 | 1 | KKM/JKN/HSA/10-05-01/H/15/3633 | 89185 | 89185 | V10 | 2021-01-01
1848 | BEMS | P0 | Hospital Shah Alam, Selangor | ANESTESIOLOGI | DRILL SURGICAL, ORTHO. BIG BONE, ELECTRIC | Therapeutic Intermediate | 11-331 | 1 | KKM/JKN/HSA/10-05-01/H/15/3631 | 89185 | 89185 | V10 | 2021-01-01
1849 | BEMS | P0 | Hospital Shah Alam, Selangor | KECEMASAN & TRAUMA | ANALGESIA UNIT 2 GAS | Therapeutic Basic | 16-953 | 1 |  | 3500 | 3500 | V10 | 2021-01-01
1850 | BEMS | P0 | Hospital Shah Alam, Selangor |  | Mammo digital KVP meter | Diagnostic Basic | 15-605 | 1 |  | 25000 | 25000 | V10 | 2021-01-01
1851 | BEMS | P0 | Hospital Shah Alam, Selangor |  | Non invasive X-Ray test device - KV meter | Diagnostic Basic | 15-605 | 1 |  | 50000 | 50000 | V10 | 2021-01-01
1852 | BEMS | P0 | Hospital Shah Alam, Selangor | PENGIMEJAN DAN DIAGNOSTIK | Dual color electronic sensitometer | Radiology Basic | 16-563 | 1 |  | 4000 | 4000 | V10 | 2021-01-01
1853 | BEMS | P0 | Hospital Shah Alam, Selangor | PENGIMEJAN DAN DIAGNOSTIK | Densitometer | Radiology Intermediate | 15-129 | 1 |  | 5000 | 5000 | V10 | 2021-01-01
1854 | BEMS | P0 | Hospital Shah Alam, Selangor | ANESTESIOLOGI | HARMONIC SCALPEL | Therapeutic Intermediate | 18-049 | 1 |  | 550000 | 550000 | V10 | 2021-01-01
1855 | BEMS | P0 | Hospital Shah Alam, Selangor | ANESTESIOLOGI | SHAVER UNIT FOR ARTHROSCOPY | Therapeutic Intermediate | 17-918 | 1 |  | 33600 | 33600 | V10 | 2021-01-01
1856 | BEMS | P0 | Hospital Shah Alam, Selangor | PENGIMEJAN DAN DIAGNOSTIK | TOURNIQUET FOR VENOGRAM | Therapeutic Basic | 14-074 | 1 |  | 5200 | 5200 | V10 | 2021-01-01
1857 | BEMS | P0 | Hospital Shah Alam, Selangor | OFTALMOLOGI | CLEANER ULTRASONIC FRAMES | Laboratory Basic | 16-861 | 1 |  | 1813.5 | 1813.5 | V10 | 2021-01-01
1858 | BEMS | P0 | Hospital Shah Alam, Selangor | ANESTESIOLOGI | MATTRESS PRESSURE RELIEF | Therapeutic Basic | 18-147 | 1 |  | 7250 | 7250 | V10 | 2021-01-01
1859 | BEMS | P0 | Hospital Shah Alam, Selangor | ANESTESIOLOGI | MATTRESS PRESSURE RELIEF | Therapeutic Basic | 18-147 | 1 |  | 7250 | 7250 | V10 | 2021-01-01
1860 | BEMS | P0 | Hospital Shah Alam, Selangor | REHABILITASI | TRICYCLE EXERCISE CHILDREN | Diagnostic Basic | 14-141 | 1 |  | 6100 | 6100 | V10 | 2021-01-01
1861 | BEMS | P0 | Hospital Shah Alam, Selangor | ANESTESIOLOGI | DEFIBRILLATOR W/INTERNAL/EXT PADDLES/PACEMAKER | Therapeutic Intermediate | 17-116 | 1 |  | 14250 | 14250 | V10 | 2021-01-01
1862 | BEMS | P0 | Hospital Shah Alam, Selangor | ANESTESIOLOGI | DRILL, SURGICAL, MULTIPURPOSE W/IRRIGATION | Therapeutic Intermediate | 17-954 | 1 |  | 117000 | 117000 | V10 | 2021-01-01
1863 | BEMS | P0 | Hospital Shah Alam, Selangor | ANESTESIOLOGI | DRILL, SURGICAL, MULTIPURPOSE W/IRRIGATION | Therapeutic Intermediate | 17-954 | 1 |  | 117000 | 117000 | V10 | 2021-01-01
1864 | BEMS | P0 | Hospital Shah Alam, Selangor | ANESTESIOLOGI | DRILL, SURGICAL, MULTIPURPOSE W/IRRIGATION | Therapeutic Intermediate | 17-954 | 1 |  | 117000 | 117000 | V10 | 2021-01-01
1865 | BEMS | P0 | Hospital Shah Alam, Selangor | ANESTESIOLOGI | DRILL, SURGICAL, ORTHO. SMALL BONE, ELECTRIC | Therapeutic Intermediate | 11-331 | 1 |  | 47600 | 47600 | V10 | 2021-01-01
1866 | BEMS | P0 | Hospital Shah Alam, Selangor | ANESTESIOLOGI | DRILL, SURGICAL, ORTHO. SMALL BONE, ELECTRIC | Therapeutic Intermediate | 11-331 | 1 |  | 47600 | 47600 | V10 | 2021-01-01
1867 | BEMS | P0 | Hospital Shah Alam, Selangor | ANESTESIOLOGI | DRILL, SURGICAL, SMALL BONE, PNEUMATIC | Therapeutic Intermediate | 11-331 | 1 |  | 80900 | 80900 | V10 | 2021-01-01
1868 | BEMS | P0 | Hospital Shah Alam, Selangor | ANESTESIOLOGI | DRILL, SURGICAL, SMALL BONE, PNEUMATIC | Therapeutic Intermediate | 11-331 | 1 |  | 80900 | 80900 | V10 | 2021-01-01
1869 | BEMS | P0 | Hospital Shah Alam, Selangor | ANESTESIOLOGI | DRILL, SURGICAL, SMALL BONE, PNEUMATIC | Therapeutic Intermediate | 11-331 | 1 |  | 80900 | 80900 | V10 | 2021-01-01
1870 | BEMS | P0 | Hospital Shah Alam, Selangor | BEDAH MULUT | POLISHING UNIT | Therapeutic Basic | 88-008 | 1 |  | 13100 | 13100 | V10 | 2021-01-01
1871 | BEMS | P0 | Hospital Shah Alam, Selangor | FORENSIK | VIDEO CAMERA SYSTEM FOR MICROSCOPE | Laboratory Intermediate | 15-815 | 1 |  | 14700 | 14700 | V10 | 2021-01-01
1872 | BEMS | P0 | Hospital Shah Alam, Selangor | PERUBATAN AM | MONITOR 20" | Diagnostic Intermediate | 16-603 | 1 |  | 3080 | 3080 | V10 | 2021-01-01
1873 | BEMS | P0 | Hospital Shah Alam, Selangor | PERUBATAN AM | MONITOR 20" | Diagnostic Intermediate | 16-603 | 1 |  | 3080 | 3080 | V10 | 2021-01-01
1874 | BEMS | P0 | Hospital Shah Alam, Selangor | PERUBATAN AM | MONITOR 20" | Diagnostic Intermediate | 16-603 | 1 |  | 3080 | 3080 | V10 | 2021-01-01
1875 | BEMS | P0 | Hospital Shah Alam, Selangor | ANESTESIOLOGI | MONITOR 20" | Diagnostic Intermediate | 16-603 | 1 |  | 3080 | 3080 | V10 | 2021-01-01
1876 | BEMS | P0 | Hospital Shah Alam, Selangor | ANESTESIOLOGI | MONITOR 20" | Diagnostic Intermediate | 16-603 | 1 |  | 3080 | 3080 | V10 | 2021-01-01
1877 | BEMS | P0 | Hospital Shah Alam, Selangor | ANESTESIOLOGI | MONITOR 20" | Diagnostic Intermediate | 16-603 | 1 |  | 3080 | 3080 | V10 | 2021-01-01
1878 | BEMS | P0 | Hospital Shah Alam, Selangor | OTORINOLARINGOLOGI | MONITOR 20" | Diagnostic Intermediate | 16-603 | 1 |  | 3080 | 3080 | V10 | 2021-01-01
1879 | BEMS | P0 | Hospital Shah Alam, Selangor | OTORINOLARINGOLOGI | VIDEO NYSTAGMOGRAPHY | Diagnostic Intermediate | 15-634 | 1 |  | 246400 | 246400 | V10 | 2021-01-01
1880 | BEMS | P0 | Hospital Shah Alam, Selangor | ANESTESIOLOGI | INFUSOR PRESSURE | Therapeutic Basic | 13-100 | 1 |  | 611 | 611 | V10 | 2021-01-01
1881 | BEMS | P0 | Hospital Shah Alam, Selangor | ANESTESIOLOGI | INFUSOR PRESSURE | Therapeutic Basic | 13-100 | 1 |  | 611 | 611 | V10 | 2021-01-01
1882 | BEMS | P0 | Hospital Shah Alam, Selangor | ANESTESIOLOGI | INFUSOR PRESSURE | Therapeutic Basic | 13-100 | 1 |  | 611 | 611 | V10 | 2021-01-01
1883 | BEMS | P0 | Hospital Shah Alam, Selangor | ANESTESIOLOGI | INFUSOR PRESSURE | Therapeutic Basic | 13-100 | 1 |  | 611 | 611 | V10 | 2021-01-01
1884 | BEMS | P0 | Hospital Shah Alam, Selangor | ANESTESIOLOGI | INFUSOR PRESSURE | Therapeutic Basic | 13-100 | 1 |  | 611 | 611 | V10 | 2021-01-01
1885 | BEMS | P0 | Hospital Shah Alam, Selangor | ANESTESIOLOGI | INFUSOR PRESSURE | Therapeutic Basic | 13-100 | 1 |  | 611 | 611 | V10 | 2021-01-01
1886 | BEMS | P0 | Hospital Shah Alam, Selangor | ANESTESIOLOGI | INFUSOR PRESSURE | Therapeutic Basic | 13-100 | 1 |  | 611 | 611 | V10 | 2021-01-01
1887 | BEMS | P0 | Hospital Shah Alam, Selangor | ANESTESIOLOGI | INFUSOR PRESSURE | Therapeutic Basic | 13-100 | 1 |  | 611 | 611 | V10 | 2021-01-01
1888 | BEMS | P0 | Hospital Shah Alam, Selangor | ANESTESIOLOGI | INFUSOR PRESSURE | Therapeutic Basic | 13-100 | 1 |  | 611 | 611 | V10 | 2021-01-01
1889 | BEMS | P0 | Hospital Shah Alam, Selangor | ANESTESIOLOGI | INFUSOR PRESSURE | Therapeutic Basic | 13-100 | 1 |  | 611 | 611 | V10 | 2021-01-01
1890 | BEMS | P0 | Hospital Shah Alam, Selangor | ANESTESIOLOGI | INFUSOR PRESSURE | Therapeutic Basic | 13-100 | 1 |  | 611 | 611 | V10 | 2021-01-01
1891 | BEMS | P0 | Hospital Shah Alam, Selangor | ANESTESIOLOGI | INFUSOR PRESSURE | Therapeutic Basic | 13-100 | 1 |  | 611 | 611 | V10 | 2021-01-01
1892 | BEMS | P0 | Hospital Shah Alam, Selangor | ANESTESIOLOGI | INFUSOR PRESSURE | Therapeutic Basic | 13-100 | 1 |  | 611 | 611 | V10 | 2021-01-01
1893 | BEMS | P0 | Hospital Shah Alam, Selangor | PERUBATAN AM | INFUSOR PRESSURE | Therapeutic Basic | 13-100 | 1 |  | 611 | 611 | V10 | 2021-01-01
1894 | BEMS | P0 | Hospital Shah Alam, Selangor | PERUBATAN AM | INFUSOR PRESSURE | Therapeutic Basic | 13-100 | 1 |  | 611 | 611 | V10 | 2021-01-01
1895 | BEMS | P0 | Hospital Shah Alam, Selangor | PERUBATAN AM | INFUSOR PRESSURE | Therapeutic Basic | 13-100 | 1 |  | 611 | 611 | V10 | 2021-01-01
1896 | BEMS | P0 | Hospital Shah Alam, Selangor | ANESTESIOLOGI | TOURNIQUET PNEUMATIC ONE CUFF | Therapeutic Basic | 14-074 | 1 |  | 11396 | 11396 | V10 | 2021-01-01
1897 | BEMS | P0 | Hospital Shah Alam, Selangor | ANESTESIOLOGI | TOURNIQUET PNEUMATIC ONE CUFF | Therapeutic Basic | 14-074 | 1 |  | 11396 | 11396 | V10 | 2021-01-01
1898 | BEMS | P0 | Hospital Shah Alam, Selangor | ANESTESIOLOGI | TOURNIQUET PNEUMATIC ONE CUFF | Therapeutic Basic | 14-074 | 1 |  | 11396 | 11396 | V10 | 2021-01-01
1899 | BEMS | P0 | Hospital Shah Alam, Selangor | PATOLOGI | BATH DRY WITH TEST TUBE BLOCKS | Therapeutic Basic | 15-105 | 1 |  | 4600 | 4600 | V10 | 2021-01-01
1900 | BEMS | P0 | Hospital Shah Alam, Selangor | PATOLOGI | BATH DRY WITH TEST TUBE BLOCKS | Therapeutic Basic | 15-105 | 1 |  | 4600 | 4600 | V10 | 2021-01-01
1901 | BEMS | P0 | Hospital Shah Alam, Selangor | ANESTESIOLOGI | PUMP ENTERAL FEEDING | Therapeutic Basic | 13-209 | 1 |  | 2975 | 2975 | V10 | 2021-01-01
1902 | BEMS | P0 | Hospital Shah Alam, Selangor | ANESTESIOLOGI | PUMP ENTERAL FEEDING | Therapeutic Basic | 13-209 | 1 |  | 2975 | 2975 | V10 | 2021-01-01
1903 | BEMS | P0 | Hospital Shah Alam, Selangor | ANESTESIOLOGI | PUMP ENTERAL FEEDING | Therapeutic Basic | 13-209 | 1 |  | 2975 | 2975 | V10 | 2021-01-01
1904 | BEMS | P0 | Hospital Shah Alam, Selangor | ANESTESIOLOGI | PUMP ENTERAL FEEDING | Therapeutic Basic | 13-209 | 1 |  | 2975 | 2975 | V10 | 2021-01-01
1905 | BEMS | P0 | Hospital Shah Alam, Selangor | ANESTESIOLOGI | PUMP ENTERAL FEEDING | Therapeutic Basic | 13-209 | 1 |  | 2975 | 2975 | V10 | 2021-01-01
1906 | BEMS | P0 | Hospital Shah Alam, Selangor | ANESTESIOLOGI | PUMP ENTERAL FEEDING | Therapeutic Basic | 13-209 | 1 |  | 2975 | 2975 | V10 | 2021-01-01
1907 | BEMS | P0 | Hospital Shah Alam, Selangor | ANESTESIOLOGI | PUMP ENTERAL FEEDING | Therapeutic Basic | 13-209 | 1 |  | 2975 | 2975 | V10 | 2021-01-01
1908 | BEMS | P0 | Hospital Shah Alam, Selangor | JABATAN BEKALAN BAHAN STERIL (CSSD) | WATER PURIFICATION SYSTEMS, DEIONIZATION | Laboratory Basic | 14-435 | 1 |  | 6000 | 6000 | V10 | 2021-01-01
1909 | BEMS | P0 | Hospital Shah Alam, Selangor | JABATAN BEKALAN BAHAN STERIL (CSSD) | WATER PURIFICATION SYSTEMS, DEIONIZATION | Laboratory Basic | 14-435 | 1 |  | 6000 | 6000 | V10 | 2021-01-01
1910 | BEMS | P0 | Hospital Shah Alam, Selangor | OBSTETRIK & GINEKOLOGI | SPHYGMOMANOMETER ANEROID DESK MODEL | Diagnostic Basic | 16-156 | 1 |  | 452.81 | 452.81 | V10 | 2021-01-01
1911 | BEMS | P0 | Hospital Shah Alam, Selangor | OTORINOLARINGOLOGI | STROBOSCOPIC SET | Diagnostic Intermediate | 12-294 | 1 |  | 215600 | 215600 | V10 | 2021-01-01
1912 | BEMS | P0 | Hospital Shah Alam, Selangor | NEFROLOGI | RO SYSTEM | Therapeutic Intermediate | 14-437 | 1 |  | 125000 | 125000 | V10 | 2021-01-01
1913 | BEMS | P0 | Hospital Shah Alam, Selangor | NEFROLOGI | RO SYSTEM | Therapeutic Intermediate | 14-437 | 1 |  | 125000 | 125000 | V10 | 2021-01-01
1914 | BEMS | P0 | Hospital Shah Alam, Selangor | NEFROLOGI | RO Water Storage Tank | Therapeutic Intermediate | 14-437 | 1 |  | 43000 | 43000 | V10 | 2021-01-01
1915 | BEMS | P0 | Hospital Shah Alam, Selangor | NEFROLOGI | RO Raw Water Tank | Therapeutic Intermediate | 14-437 | 1 |  | 5800 | 5800 | V10 | 2021-01-01
1916 | BEMS | P0 | Hospital Shah Alam, Selangor | OBSTETRIK & GINEKOLOGI | INCUBATOR BACTERIOLOGICAL | Laboratory Intermediate | 18-013 | 1 |  | 6000 | 6000 | V10 | 2021-01-01
1917 | BEMS | P0 | Hospital Shah Alam, Selangor | OBSTETRIK & GINEKOLOGI | CENTRIFUGE BENCHTOP REFRIGERATED | Laboratory Intermediate | 18-265 | 1 |  | 7670 | 7670 | V10 | 2021-01-01
1918 | BEMS | P0 | Hospital Shah Alam, Selangor | PEMBEDAHAN AM | SPHYGMOMANOMETER ANEROID DESK MODEL | Diagnostic Basic | 16-156 | 1 |  | 452.81 | 452.81 | V10 | 2021-01-01
1919 | BEMS | P0 | Hospital Shah Alam, Selangor | ANESTESIOLOGI | LARYNGOSCOPE C/W 3 BLADES ADULT | Diagnostic Basic | 15-076 | 1 |  | 2000 | 2000 | V10 | 2021-01-01
1920 | BEMS | P0 | Hospital Shah Alam, Selangor | ANESTESIOLOGI | LARYNGOSCOPE C/W 3 BLADES ADULT | Diagnostic Basic | 15-076 | 1 |  | 2000 | 2000 | V10 | 2021-01-01
1921 | BEMS | P0 | Hospital Shah Alam, Selangor | ANESTESIOLOGI | LARYNGOSCOPE C/W 3 BLADES ADULT | Diagnostic Basic | 15-076 | 1 |  | 2000 | 2000 | V10 | 2021-01-01
1922 | BEMS | P0 | Hospital Shah Alam, Selangor | ANESTESIOLOGI | LARYNGOSCOPE C/W 3 BLADES ADULT | Diagnostic Basic | 15-076 | 1 |  | 2000 | 2000 | V10 | 2021-01-01
1923 | BEMS | P0 | Hospital Shah Alam, Selangor | ANESTESIOLOGI | LARYNGOSCOPE C/W 3 BLADES ADULT | Diagnostic Basic | 15-076 | 1 |  | 2000 | 2000 | V10 | 2021-01-01
1924 | BEMS | P0 | Hospital Shah Alam, Selangor | ANESTESIOLOGI | LARYNGOSCOPE C/W 3 BLADES ADULT | Diagnostic Basic | 15-076 | 1 |  | 2000 | 2000 | V10 | 2021-01-01
1925 | BEMS | P0 | Hospital Shah Alam, Selangor | ANESTESIOLOGI | LARYNGOSCOPE C/W 3 BLADES ADULT | Diagnostic Basic | 15-076 | 1 |  | 2000 | 2000 | V10 | 2021-01-01
1926 | BEMS | P0 | Hospital Shah Alam, Selangor | ANESTESIOLOGI | LARYNGOSCOPE C/W 3 BLADES ADULT | Diagnostic Basic | 15-076 | 1 |  | 2000 | 2000 | V10 | 2021-01-01
1927 | BEMS | P0 | Hospital Shah Alam, Selangor | ANESTESIOLOGI | LARYNGOSCOPE C/W 3 BLADES ADULT | Diagnostic Basic | 15-076 | 1 |  | 2000 | 2000 | V10 | 2021-01-01
1928 | BEMS | P0 | Hospital Shah Alam, Selangor | ANESTESIOLOGI | LARYNGOSCOPE C/W 3 BLADES ADULT | Diagnostic Basic | 15-076 | 1 |  | 2000 | 2000 | V10 | 2021-01-01
1929 | BEMS | P0 | Hospital Shah Alam, Selangor | ANESTESIOLOGI | LARYNGOSCOPE C/W 3 BLADES ADULT | Diagnostic Basic | 15-076 | 1 |  | 2000 | 2000 | V10 | 2021-01-01
1930 | BEMS | P0 | Hospital Shah Alam, Selangor | ANESTESIOLOGI | LARYNGOSCOPE C/W 3 BLADES ADULT | Diagnostic Basic | 15-076 | 1 |  | 2000 | 2000 | V10 | 2021-01-01
1931 | BEMS | P0 | Hospital Shah Alam, Selangor | ANESTESIOLOGI | LARYNGOSCOPE C/W 3 BLADES ADULT | Diagnostic Basic | 15-076 | 1 |  | 2000 | 2000 | V10 | 2021-01-01
1932 | BEMS | P0 | Hospital Shah Alam, Selangor | ANESTESIOLOGI | LARYNGOSCOPE C/W 3 BLADES ADULT | Diagnostic Basic | 15-076 | 1 |  | 2000 | 2000 | V10 | 2021-01-01
1933 | BEMS | P0 | Hospital Shah Alam, Selangor | ANESTESIOLOGI | LARYNGOSCOPE C/W 3 BLADES ADULT | Diagnostic Basic | 15-076 | 1 |  | 2000 | 2000 | V10 | 2021-01-01
1934 | BEMS | P0 | Hospital Shah Alam, Selangor | ANESTESIOLOGI | LARYNGOSCOPE C/W 3 BLADES ADULT | Diagnostic Basic | 15-076 | 1 |  | 2000 | 2000 | V10 | 2021-01-01
1935 | BEMS | P0 | Hospital Shah Alam, Selangor | KECEMASAN & TRAUMA | SPHYGMOMANOMETER ANEROID DESK MODEL | Diagnostic Basic | 16-156 | 1 |  | 452.81 | 452.81 | V10 | 2021-01-01
1936 | BEMS | P0 | Hospital Shah Alam, Selangor | OBSTETRIK & GINEKOLOGI | MONITOR, TRANSPORT | Diagnostic Intermediate | 12-647 | 1 | KKM/JKN/HSA/10-05-01/H/15/582 | 15500 | 15500 | V10 | 2021-01-01
1937 | BEMS | P0 | Hospital Shah Alam, Selangor | PERUBATAN AM | VIDEO GASTROSCOPE, PAEDIATRIC | Diagnostic Intermediate | 17-663 | 1 | KKM/JKN/HAS/10-05-01/H/15/1656 | 45860 | 45860 | V10 | 2021-01-01
1938 | BEMS | P0 | Hospital Shah Alam, Selangor | PEMBEDAHAN AM | VIDEO BRONCHOSCOPE, 5.9mm | Diagnostic Intermediate | 17-662 | 1 |  | 45500 | 45500 | V10 | 2021-01-01
1939 | BEMS | P0 | Hospital Shah Alam, Selangor | ANESTESIOLOGI | CAMERA VIDEO | Diagnostic Intermediate | 17-002 | 1 |  | 20328 | 20328 | V10 | 2021-01-01
1940 | BEMS | P0 | Hospital Shah Alam, Selangor | ANESTESIOLOGI | CAMERA VIDEO | Diagnostic Intermediate | 17-002 | 1 |  | 20328 | 20328 | V10 | 2021-01-01
1941 | BEMS | P0 | Hospital Shah Alam, Selangor | ANESTESIOLOGI | CAMERA VIDEO | Diagnostic Intermediate | 17-002 | 1 |  | 20328 | 20328 | V10 | 2021-01-01
1942 | BEMS | P0 | Hospital Shah Alam, Selangor | OTORINOLARINGOLOGI | CAMERA VIDEO | Diagnostic Intermediate | 17-002 | 1 |  | 20328 | 20328 | V10 | 2021-01-01
1943 | BEMS | P0 | Hospital Shah Alam, Selangor | PERUBATAN AM | MONITOR PRE-CONFIG 6-CH ECG/RR/SPO2/NIBP/2TEMP/2IBP/12L/ARRHYTH | Diagnostic Intermediate | 12-647 | 1 |  | 19200 | 19200 | V10 | 2021-01-01
1944 | BEMS | P0 | Hospital Shah Alam, Selangor | PERUBATAN AM | MONITOR PRE-CONFIG 6-CH ECG/RR/SPO2/NIBP/2TEMP/2IBP/12L/ARRHYTH | Diagnostic Intermediate | 12-647 | 1 |  | 19200 | 19200 | V10 | 2021-01-01
1945 | BEMS | P0 | Hospital Shah Alam, Selangor | PERUBATAN AM | MONITOR PRE-CONFIG 6-CH ECG/RR/SPO2/NIBP/2TEMP/2IBP/12L/ARRHYTH | Diagnostic Intermediate | 12-647 | 1 |  | 19200 | 19200 | V10 | 2021-01-01
1946 | BEMS | P0 | Hospital Shah Alam, Selangor | PERUBATAN AM | MONITOR PRE-CONFIG 6-CH ECG/RR/SPO2/NIBP/2TEMP/2IBP/12L/ARRHYTH | Diagnostic Intermediate | 12-647 | 1 |  | 19200 | 19200 | V10 | 2021-01-01
1947 | BEMS | P0 | Hospital Shah Alam, Selangor | OT | MONITOR MODULAR 8-CH ECG/RR/NIBP/SPO2/2TEMP/2IBP | Diagnostic Intermediate | 12-647 | 1 |  | 32900 | 32900 | V10 | 2021-01-01
1948 | BEMS | P0 | Hospital Shah Alam, Selangor | OT | MONITOR MODULAR 8-CH ECG/RR/NIBP/SPO2/2TEMP/2IBP | Diagnostic Intermediate | 12-647 | 1 |  | 32900 | 32900 | V10 | 2021-01-01
1949 | BEMS | P0 | Hospital Shah Alam, Selangor | OT | MONITOR MODULAR 8-CH ECG/RR/NIBP/SPO2/2TEMP/2IBP | Diagnostic Intermediate | 12-647 | 1 |  | 32900 | 32900 | V10 | 2021-01-01
1950 | BEMS | P0 | Hospital Shah Alam, Selangor | OT | MONITOR MODULAR 8-CH ECG/RR/NIBP/SPO2/2TEMP/2IBP | Diagnostic Intermediate | 12-647 | 1 |  | 32900 | 32900 | V10 | 2021-01-01
1951 | BEMS | P0 | Hospital Shah Alam, Selangor | OT | MONITOR MODULAR 8-CH ECG/RR/NIBP/SPO2/2TEMP/2IBP | Diagnostic Intermediate | 12-647 | 1 |  | 32900 | 32900 | V10 | 2021-01-01
1952 | BEMS | P0 | Hospital Shah Alam, Selangor | OT | MONITOR MODULAR 8-CH ECG/RR/NIBP/SPO2/2TEMP/2IBP | Diagnostic Intermediate | 12-647 | 1 |  | 32900 | 32900 | V10 | 2021-01-01
1953 | BEMS | P0 | Hospital Shah Alam, Selangor | OT | MONITOR MODULAR 8-CH ECG/RR/NIBP/SPO2/2TEMP/2IBP | Diagnostic Intermediate | 12-647 | 1 |  | 32900 | 32900 | V10 | 2021-01-01
1954 | BEMS | P0 | Hospital Shah Alam, Selangor | OT | MONITOR MODULAR 8-CH ECG/RR/NIBP/SPO2/2TEMP/2IBP | Diagnostic Intermediate | 12-647 | 1 |  | 32900 | 32900 | V10 | 2021-01-01
1955 | BEMS | P0 | Hospital Shah Alam, Selangor | OT | MONITOR MODULAR 8-CH ECG/RR/NIBP/SPO2/2TEMP/2IBP | Diagnostic Intermediate | 12-647 | 1 |  | 32900 | 32900 | V10 | 2021-01-01
1956 | BEMS | P0 | Hospital Shah Alam, Selangor | OT | MONITOR MODULAR 8-CH ECG/RR/NIBP/SPO2/2TEMP/2IBP | Diagnostic Intermediate | 12-647 | 1 |  | 32900 | 32900 | V10 | 2021-01-01
1957 | BEMS | P0 | Hospital Shah Alam, Selangor | OT | MONITOR MODULAR 8-CH ECG/RR/NIBP/SPO2/2TEMP/2IBP | Diagnostic Intermediate | 12-647 | 1 |  | 32900 | 32900 | V10 | 2021-01-01
1958 | BEMS | P0 | Hospital Shah Alam, Selangor | OT | MONITOR MODULAR 8-CH ECG/RR/NIBP/SPO2/2TEMP/2IBP | Diagnostic Intermediate | 12-647 | 1 |  | 32900 | 32900 | V10 | 2021-01-01
1959 | BEMS | P0 | Hospital Shah Alam, Selangor | OT | MONITOR MODULAR 8-CH ECG/RR/NIBP/SPO2/2TEMP/2IBP | Diagnostic Intermediate | 12-647 | 1 |  | 32900 | 32900 | V10 | 2021-01-01
1960 | BEMS | P0 | Hospital Shah Alam, Selangor | OT | MONITOR MODULAR 8-CH ECG/RR/NIBP/SPO2/2TEMP/2IBP | Diagnostic Intermediate | 12-647 | 1 |  | 32900 | 32900 | V10 | 2021-01-01
1961 | BEMS | P0 | Hospital Shah Alam, Selangor | OT | MONITOR MODULAR 8-CH ECG/RR/NIBP/SPO2/2TEMP/2IBP | Diagnostic Intermediate | 12-647 | 1 |  | 32900 | 32900 | V10 | 2021-01-01
1962 | BEMS | P0 | Hospital Shah Alam, Selangor | OT | MONITOR MODULAR 8-CH ECG/RR/NIBP/SPO2/2TEMP/2IBP | Diagnostic Intermediate | 12-647 | 1 |  | 32900 | 32900 | V10 | 2021-01-01
1963 | BEMS | P0 | Hospital Shah Alam, Selangor | OT | MONITOR MODULAR 8-CH ECG/RR/NIBP/SPO2/2TEMP/2IBP | Diagnostic Intermediate | 12-647 | 1 |  | 32900 | 32900 | V10 | 2021-01-01
1964 | BEMS | P0 | Hospital Shah Alam, Selangor | OT | MONITOR MODULAR 8-CH ECG/RR/NIBP/SPO2/2TEMP/2IBP | Diagnostic Intermediate | 12-647 | 1 |  | 32900 | 32900 | V10 | 2021-01-01
1965 | BEMS | P0 | Hospital Shah Alam, Selangor | OT | MONITOR MODULAR 8-CH ECG/RR/NIBP/SPO2/2TEMP/2IBP | Diagnostic Intermediate | 12-647 | 1 |  | 32900 | 32900 | V10 | 2021-01-01
1966 | BEMS | P0 | Hospital Shah Alam, Selangor | ANESTESIOLOGI | MONITOR MODULAR 8-CH ECG/RR/NIBP/SPO2/2TEMP/2IBP | Diagnostic Intermediate | 12-647 | 1 |  | 32900 | 32900 | V10 | 2021-01-01
1967 | BEMS | P0 | Hospital Shah Alam, Selangor | ANESTESIOLOGI | MONITOR MODULAR 8-CH ECG/RR/NIBP/SPO2/2TEMP/2IBP | Diagnostic Intermediate | 12-647 | 1 |  | 32900 | 32900 | V10 | 2021-01-01
1968 | BEMS | P0 | Hospital Shah Alam, Selangor | OFTALMOLOGI | OPHTHALMOSCOPE W/RECHARGABLE HANDLE | Diagnostic Basic | 18-595 | 1 |  | 3696 | 3696 | V10 | 2021-01-01
1969 | BEMS | P0 | Hospital Shah Alam, Selangor | OFTALMOLOGI | OPHTHALMOSCOPE W/RECHARGABLE HANDLE | Diagnostic Basic | 18-595 | 1 |  | 3696 | 3696 | V10 | 2021-01-01
1970 | BEMS | P0 | Hospital Shah Alam, Selangor | OFTALMOLOGI | OPHTHALMOSCOPE W/RECHARGABLE HANDLE | Diagnostic Basic | 18-595 | 1 |  | 3696 | 3696 | V10 | 2021-01-01
1971 | BEMS | P0 | Hospital Shah Alam, Selangor | OTORINOLARINGOLOGI | TYMPANOMETER SCREENING | Diagnostic Intermediate | 18-783 | 1 |  | 19712 | 19712 | V10 | 2021-01-01
1972 | BEMS | P0 | Hospital Shah Alam, Selangor | OFTALMOLOGI | AUTO REFRACTOMETER | Diagnostic Intermediate | 13-313 | 1 |  | 26390 | 26390 | V10 | 2021-01-01
1973 | BEMS | P0 | Hospital Shah Alam, Selangor | PEMBEDAHAN AM | SPHYGMOMANOMETER DIGITAL BATTERY OP | Diagnostic Intermediate | 25-209 | 1 |  | 1855 | 1855 | V10 | 2021-01-01
1974 | BEMS | P0 | Hospital Shah Alam, Selangor | PEMBEDAHAN AM | SPHYGMOMANOMETER DIGITAL BATTERY OP | Diagnostic Intermediate | 25-209 | 1 |  | 1855 | 1855 | V10 | 2021-01-01
1975 | BEMS | P0 | Hospital Shah Alam, Selangor | PEDIATRIK | ECG PORTABLE MAINS/BATTERY OP | Diagnostic Intermediate | 16-231 | 1 |  | 2750 | 2750 | V10 | 2021-01-01
1976 | BEMS | P0 | Hospital Shah Alam, Selangor | PEMBEDAHAN AM | DETECTOR VASCULAR FLOW | Therapeutic Intermediate | 10-432 | 1 |  | 10595 | 10595 | V10 | 2021-01-01
1977 | BEMS | P0 | Hospital Shah Alam, Selangor | FORENSIK | CAMERA 35MM FOR USE W/MICROSCOPE | Laboratory Intermediate | 15-156 | 1 |  | 4000 | 4000 | V10 | 2021-01-01
1978 | BEMS | P0 | Hospital Shah Alam, Selangor | OBSTETRIK & GINEKOLOGI | MICROSCOPE BINO PHSAE CONTRAST | Laboratory Intermediate | 15-156 | 1 |  | 9200 | 9200 | V10 | 2021-01-01
1979 | BEMS | P0 | Hospital Shah Alam, Selangor | PEDIATRIK | THERMOMETER CALIBRATOR TYMPANIC | Diagnostic Basic | 17-887 | 1 |  | 3000 | 3000 | V10 | 2021-01-01
1980 | BEMS | P0 | Hospital Shah Alam, Selangor | OFTALMOLOGI | OPHTHALMASCOPE INDIRECT/20/28D LENS | Diagnostic Basic | 12-818 | 1 |  | 9856 | 9856 | V10 | 2021-01-01
1981 | BEMS | P0 | Hospital Shah Alam, Selangor | OFTAMOLOGI | OPHTHALMASCOPE INDIRECT/20/28D LENS | Diagnostic Basic | 12-818 | 1 |  | 9856 | 9856 | V10 | 2021-01-01
1982 | BEMS | P0 | Hospital Shah Alam, Selangor | OFTALMOLOGI | OPHTHALMASCOPE INDIRECT/20/28D LENS | Diagnostic Basic | 12-818 | 1 |  | 9856 | 9856 | V10 | 2021-01-01
1983 | BEMS | P0 | Hospital Shah Alam, Selangor | OFTALMOLOGI | OPHTHALMASCOPE INDIRECT/20/28D LENS | Diagnostic Basic | 12-818 | 1 |  | 9856 | 9856 | V10 | 2021-01-01
1984 | BEMS | P0 | Hospital Shah Alam, Selangor | OFTAMOLOGI | OPHTHALMASCOPE INDIRECT/20/28D LENS | Diagnostic Basic | 12-818 | 1 |  | 9856 | 9856 | V10 | 2021-01-01
1985 | BEMS | P0 | Hospital Shah Alam, Selangor | OBSTETRIK & GINEKOLOGI | ULTRASOUND UNIT COLOR DOPPLER | Radiology Intermediate | 15-976 | 1 | KKM/JKN/HSA/10-05-01/H/15/2459 | 47500 | 47500 | V10 | 2021-01-01
1986 | BEMS | P0 | Hospital Shah Alam, Selangor | OTORINOLARINGOLOGI | NASOPHARYNGOSCOPE FIBEROPTIC | Diagnostic Intermediate | 12-709 | 1 |  | 26000 | 26000 | V10 | 2021-01-01
1987 | BEMS | P0 | Hospital Shah Alam, Selangor | OTORINOLARINGOLOGI | NASOPHARYNGOSCOPE FIBEROPTIC | Diagnostic Intermediate | 12-709 | 1 |  | 26000 | 26000 | V10 | 2021-01-01
1988 | BEMS | P0 | Hospital Shah Alam, Selangor |  | VIDEO RECORDER | Diagnostic Basic | 13-274 | 1 |  | 1380 | 1380 | V10 | 2021-01-01
1989 | BEMS | P0 | Hospital Shah Alam, Selangor |  | VIDEO RECORDER | Diagnostic Basic | 13-274 | 1 |  | 1380 | 1380 | V10 | 2021-01-01
1990 | BEMS | P0 | Hospital Shah Alam, Selangor |  | VIDEO RECORDER | Diagnostic Basic | 13-274 | 1 |  | 1380 | 1380 | V10 | 2021-01-01
1991 | BEMS | P0 | Hospital Shah Alam, Selangor | OTORINOLARINGOLOGI | VIDEO RECORDER | Diagnostic Basic | 13-274 | 1 |  | 1380 | 1380 | V10 | 2021-01-01
1992 | BEMS | P0 | Hospital Shah Alam, Selangor | OTORINOLARINGOLOGI | HEARING AID PRESCRIBER SYSTEM | Diagnostic Basic | 16-303 | 1 |  | 38493 | 38493 | V10 | 2021-01-01
1993 | BEMS | P0 | Hospital Shah Alam, Selangor | PEMBEDAHAN AM | BLOOD PRESSURE MONITOR NON INVASIVE | Diagnostic Intermediate | 25-209 | 1 |  | 1855 | 1855 | V10 | 2021-01-01
1994 | BEMS | P0 | Hospital Shah Alam, Selangor | OBSTETRIK & GINEKOLOGI | HAEMOGLOBINOMETER DIGITAL | Laboratory Intermediate | 15-146 | 1 |  | 2300 | 2300 | V10 | 2021-01-01
1995 | BEMS | P0 | Hospital Shah Alam, Selangor | PEMBEDAHAN MULUT | DENTAL IMPLANT SYSTEM | Therapeutic Intermediate | 88-006 | 1 |  | 50000 | 50000 | V10 | 2021-01-01
1996 | BEMS | P0 | Hospital Shah Alam, Selangor | OBSTETRIK & GINEKOLOGI | DIATHERMY UNIT | Therapeutic Intermediate | 18-231 | 1 |  | 11160 | 11160 | V10 | 2021-01-01
1997 | BEMS | P0 | Hospital Shah Alam, Selangor | OTORINOLARINGOLOGI | BOOTH SOUND ATTENUATED | Diagnostic Intermediate | 10-229 | 1 |  | 148645 | 148645 | V10 | 2021-01-01
1998 | BEMS | P0 | Hospital Shah Alam, Selangor | OTORINOLARINGOLOGI | BOOTH SOUND ATTENUATED | Diagnostic Intermediate | 10-229 | 1 |  | 148645 | 148645 | V10 | 2021-01-01
1999 | BEMS | P0 | Hospital Shah Alam, Selangor | KECEMASAN & TRAUMA | LAMP OPERATING MINOR | Therapeutic Basic | 12-282 | 1 |  | 30000 | 30000 | V10 | 2021-01-01
2000 | BEMS | P0 | Hospital Shah Alam, Selangor | OTORINOLARINGOLOGI | LAMP OPERATING MINOR | Therapeutic Basic | 12-282 | 1 |  | 30000 | 30000 | V10 | 2021-01-01
2001 | BEMS | P0 | Hospital Shah Alam, Selangor | OFTALMOLOGI | LAMP OPERATING MINOR | Therapeutic Basic | 12-282 | 1 |  | 30000 | 30000 | V10 | 2021-01-01
2002 | BEMS | P0 | Hospital Shah Alam, Selangor | OBSTETRIK & GINEKOLOGI | MONITOR ANTEPARTUM/TWIN W/INTEGRAL PRINTER | Diagnostic Intermediate | 12-610 | 1 | KKM/JKN/HSA/10-05-01/H/15/589 | 10200 | 10200 | V10 | 2021-01-01
2003 | BEMS | P0 | Hospital Shah Alam, Selangor | OBSTETRIK & GINEKOLOGI | MONITOR ANTEPARTUM/TWIN W/INTEGRAL PRINTER | Diagnostic Intermediate | 12-610 | 1 | KKM/JKN/HSA/10-05-01/H/15/595 | 10200 | 10200 | V10 | 2021-01-01
2004 | BEMS | P0 | Hospital Shah Alam, Selangor | ANESTESIOLOGI | FLUID MANAGEMENT SYSTEM INTENSIVE COMPLETE SYS | Therapeutic Intermediate | 17-793 | 1 |  | 38100 | 38100 | V10 | 2021-01-01
2005 | BEMS | P0 | Hospital Shah Alam, Selangor | ANESTESIOLOGI | FLUID MANAGEMENT SYSTEM INTENSIVE COMPLETE SYS | Therapeutic Intermediate | 17-793 | 1 |  | 38100 | 38100 | V10 | 2021-01-01
2006 | BEMS | P0 | Hospital Shah Alam, Selangor | ANESTESIOLOGI | FLUID MANAGEMENT SYSTEM INTENSIVE COMPLETE SYS | Therapeutic Intermediate | 17-793 | 1 |  | 38100 | 38100 | V10 | 2021-01-01
2007 | BEMS | P0 | Hospital Shah Alam, Selangor | PENGIMEJAN DAN DIAGNOSTIK | Dosimeter | Radiology Basic | 11-295 | 1 |  | 4000 | 4000 | V10 | 2021-01-01
2008 | BEMS | P0 | Hospital Shah Alam, Selangor | PENGIMEJAN DAN DIAGNOSTIK | Dosimeter | Radiology Basic | 11-295 | 1 |  | 4000 | 4000 | V10 | 2021-01-01
2009 | BEMS | P0 | Hospital Shah Alam, Selangor | PENGIMEJAN DAN DIAGNOSTIK | Dosimeter | Radiology Basic | 11-295 | 1 |  | 4000 | 4000 | V10 | 2021-01-01
2010 | BEMS | P0 | Hospital Shah Alam, Selangor | PENGIMEJAN DAN DIAGNOSTIK | Dosimeter | Radiology Basic | 11-295 | 1 |  | 4000 | 4000 | V10 | 2021-01-01
2011 | BEMS | P0 | Hospital Shah Alam, Selangor | PENGIMEJAN DAN DIAGNOSTIK | Dosimeter | Radiology Basic | 11-295 | 1 |  | 4000 | 4000 | V10 | 2021-01-01
2012 | BEMS | P0 | Hospital Shah Alam, Selangor | PENGIMEJAN DAN DIAGNOSTIK | Dosimeter | Radiology Basic | 11-295 | 1 |  | 4000 | 4000 | V10 | 2021-01-01
2013 | BEMS | P0 | Hospital Shah Alam, Selangor | PENGIMEJAN DAN DIAGNOSTIK | Dosimeter | Radiology Basic | 11-295 | 1 |  | 4000 | 4000 | V10 | 2021-01-01
2014 | BEMS | P0 | Hospital Shah Alam, Selangor | PENGIMEJAN DAN DIAGNOSTIK | Dosimeter | Radiology Basic | 11-295 | 1 |  | 4000 | 4000 | V10 | 2021-01-01
2015 | BEMS | P0 | Hospital Shah Alam, Selangor | PENGIMEJAN DAN DIAGNOSTIK | Dosimeter | Radiology Basic | 11-295 | 1 |  | 4000 | 4000 | V10 | 2021-01-01
2016 | BEMS | P0 | Hospital Shah Alam, Selangor | PENGIMEJAN DAN DIAGNOSTIK | Dosimeter | Radiology Basic | 11-295 | 1 |  | 4000 | 4000 | V10 | 2021-01-01
2017 | BEMS | P0 | Hospital Shah Alam, Selangor | PERUBATAN AM | DOCKING SYSTEM | Therapeutic Intermediate | 17-793 | 1 |  | 12194 | 12194 | V10 | 2021-01-01
2018 | BEMS | P0 | Hospital Shah Alam, Selangor | PERUBATAN AM | DOCKING SYSTEM | Therapeutic Intermediate | 17-793 | 1 |  | 12194 | 12194 | V10 | 2021-01-01
2019 | BEMS | P0 | Hospital Shah Alam, Selangor | PERUBATAN AM | DOCKING SYSTEM | Therapeutic Intermediate | 17-793 | 1 |  | 12194 | 12194 | V10 | 2021-01-01
2020 | BEMS | P0 | Hospital Shah Alam, Selangor | PERUBATAN AM | DOCKING SYSTEM | Therapeutic Intermediate | 17-793 | 1 |  | 12194 | 12194 | V10 | 2021-01-01
2021 | BEMS | P0 | Hospital Shah Alam, Selangor | PERUBATAN AM | DOCKING SYSTEM | Therapeutic Intermediate | 17-793 | 1 |  | 12194 | 12194 | V10 | 2021-01-01
2022 | BEMS | P0 | Hospital Shah Alam, Selangor | PERUBATAN AM | DOCKING SYSTEM | Therapeutic Intermediate | 17-793 | 1 |  | 12194 | 12194 | V10 | 2021-01-01
2023 | BEMS | P0 | Hospital Shah Alam, Selangor | PERUBATAN AM | DOCKING SYSTEM | Therapeutic Intermediate | 17-793 | 1 |  | 12194 | 12194 | V10 | 2021-01-01
2024 | BEMS | P0 | Hospital Shah Alam, Selangor | PERUBATAN AM | DOCKING SYSTEM | Therapeutic Intermediate | 17-793 | 1 |  | 12194 | 12194 | V10 | 2021-01-01
2025 | BEMS | P0 | Hospital Shah Alam, Selangor | PERUBATAN AM | DOCKING SYSTEM | Therapeutic Intermediate | 17-793 | 1 |  | 12194 | 12194 | V10 | 2021-01-01
2026 | BEMS | P0 | Hospital Shah Alam, Selangor | PERUBATAN AM | DOCKING SYSTEM | Therapeutic Intermediate | 17-793 | 1 |  | 12194 | 12194 | V10 | 2021-01-01
2027 | BEMS | P0 | Hospital Shah Alam, Selangor | PERUBATAN AM | DOCKING SYSTEM | Therapeutic Intermediate | 17-793 | 1 |  | 12194 | 12194 | V10 | 2021-01-01
2028 | BEMS | P0 | Hospital Shah Alam, Selangor | ANESTESIOLOGI | DOCKING SYSTEM | Therapeutic Intermediate | 17-793 | 1 |  | 12194 | 12194 | V10 | 2021-01-01
2029 | BEMS | P0 | Hospital Shah Alam, Selangor | ANESTESIOLOGI | DOCKING SYSTEM | Therapeutic Intermediate | 17-793 | 1 |  | 12194 | 12194 | V10 | 2021-01-01
2030 | BEMS | P0 | Hospital Shah Alam, Selangor | ANESTESIOLOGI | DOCKING SYSTEM | Therapeutic Intermediate | 17-793 | 1 |  | 12194 | 12194 | V10 | 2021-01-01
2031 | BEMS | P0 | Hospital Shah Alam, Selangor | ANESTESIOLOGI | DOCKING SYSTEM | Therapeutic Intermediate | 17-793 | 1 |  | 12194 | 12194 | V10 | 2021-01-01
2032 | BEMS | P0 | Hospital Shah Alam, Selangor | ANESTESIOLOGI | DOCKING SYSTEM | Therapeutic Intermediate | 17-793 | 1 |  | 12194 | 12194 | V10 | 2021-01-01
2033 | BEMS | P0 | Hospital Shah Alam, Selangor | PERUBATAN AM | LASER PRINTER FOR CENTRAL STATION | Diagnostic Intermediate | 12-647 | 1 |  | 3499 | 3499 | V10 | 2021-01-01
2034 | BEMS | P0 | Hospital Shah Alam, Selangor | ANESTESIOLOGI | LASER PRINTER FOR CENTRAL STATION | Diagnostic Intermediate | 12-647 | 1 |  | 3499 | 3499 | V10 | 2021-01-01
2035 | BEMS | P0 | Hospital Shah Alam, Selangor | ANESTESIOLOGI | LASER PRINTER FOR CENTRAL STATION | Diagnostic Intermediate | 12-647 | 1 |  | 3499 | 3499 | V10 | 2021-01-01
2036 | BEMS | P0 | Hospital Shah Alam, Selangor | PEDIATRIK | LASER PRINTER FOR CENTRAL STATION | Diagnostic Intermediate | 12-647 | 1 |  | 3499 | 3499 | V10 | 2021-01-01
2037 | BEMS | P0 | Hospital Shah Alam, Selangor |  | PUMP LIQUID MEDIA, ARTHROSCOPY | Therapeutic High | 17-233 | 1 |  | 12000 | 12000 | V10 | 2021-01-01
2038 | BEMS | P0 | Hospital Shah Alam, Selangor | PEMBEDAHAN AM | ECG (EKG) MACHINE | Diagnostic Intermediate | 16-231 | 1 | KKM/JKN/HSA/10-05-01/H/20/56 | 6000 | 6000 | V10 | 2021-01-01
2039 | BEMS | P0 | Hospital Shah Alam, Selangor | PEMBEDAHAN AM | PUMP VOLUMETRIC INFUSION (STAND ALONE) | Therapeutic Intermediate | 13-215 | 1 | KKM/JKN/HSA/10-05-01/H/20/47 | 3300 | 3300 | V10 | 2021-01-01
2040 | BEMS | P0 | Hospital Shah Alam, Selangor | PEMBEDAHAN AM | PUMP VOLUMETRIC INFUSION (STAND ALONE) | Therapeutic Intermediate | 13-215 | 1 | KKM/JKN/HSA/10-05-01/H/20/48 | 3300 | 3300 | V10 | 2021-01-01
2041 | BEMS | P0 | Hospital Shah Alam, Selangor | PEMBEDAHAN AM | PUMP VOLUMETRIC INFUSION (STAND ALONE) | Therapeutic Intermediate | 13-215 | 1 | KKM/JKN/HSA/10-05-01/H/20/49 | 3300 | 3300 | V10 | 2021-01-01
2042 | BEMS | P0 | Hospital Shah Alam, Selangor | PEMBEDAHAN AM | PUMP VOLUMETRIC INFUSION (STAND ALONE) | Therapeutic Intermediate | 13-215 | 1 | KKM/JKN/HSA/10-05-01/H/20/50 | 3300 | 3300 | V10 | 2021-01-01
2043 | BEMS | P0 | Hospital Shah Alam, Selangor | PEMBEDAHAN AM | PUMP VOLUMETRIC INFUSION (STAND ALONE) | Therapeutic Intermediate | 13-215 | 1 | KKM/JKN/HSA/10-05-01/H/20/51 | 3300 | 3300 | V10 | 2021-01-01
2044 | BEMS | P0 | Hospital Shah Alam, Selangor | PEMBEDAHAN AM | DEFIBRILLATOR W/INTERNAL/EXT PADDLES/PACEMAKER | Therapeutic Intermediate | 17-116 | 1 | KKM/JKN/HSA/10-05-01/H/20/46 | 25000 | 25000 | V10 | 2021-01-01
2045 | BEMS | P0 | Hospital Shah Alam, Selangor | ORTHOPEDIK | Ortho drill | Therapeutic Basic | 17-954 | 1 |  | 89500 | 89500 | V10 | 2021-01-01
2046 | BEMS | P0 | Hospital Shah Alam, Selangor | ORTHOPEDIK | Ortho drill | Therapeutic Basic | 17-954 | 1 |  | 89500 | 89500 | V10 | 2021-01-01
2047 | BEMS | P0 | Hospital Shah Alam, Selangor | ORTHOPEDIK | Ortho drill | Therapeutic Basic | 17-954 | 1 |  | 89500 | 89500 | V10 | 2021-01-01
2048 | BEMS | P0 | Hospital Shah Alam, Selangor | Pengimejan dan Diagnostik | Radiographic/Fluoroscopic Systems, Angiographic/Interventional | Radiologi & Imaging Equipment Package High | 16-597 | 1 | KKM/JKN/HSA/10-05-01/H/15/2539 | 1011000 | 1011000 | V10 | 2021-01-01
2049 | BEMS | P0 | Hospital Shah Alam, Selangor | Pengimejan dan Diagnostik | Radiographic Units, Mammographic | Radiologi & Imaging Equipment Package High | 12-425 | 1 | KKM/JKN/HSA/10-05-01/H/15/2538 | 990000 | 990000 | V10 | 2021-01-01
2050 | BEMS | P0 | Hospital Shah Alam, Selangor | Pengimejan dan Diagnostik | Scanning Systems, Computed Tomography | Radiologi & Imaging Equipment Package High | 13-469 | 1 | KKM/JKN/HSA/10-05-01/H/15/2544 | 2100000 | 2100000 | V10 | 2021-01-01
2051 | BEMS | P0 | Hospital Shah Alam, Selangor | Pengimejan dan Diagnostik | X-ray Film Processors, Automatic, Dental | Radiologi & Imaging Equipment Package Basic | 15-939 | 1 | KKM/JKN/HSA/10-05-01/H/15/4875 | 188500 | 188500 | V10 | 2021-01-01
2052 | BEMS | P0 | Hospital Shah Alam, Selangor | Pengimejan dan Diagnostik |  | Radiologi & Imaging Equipment Package Basic |  | 1 | KKM/JKN/HSA/10-05-01/H/15/4875-02 | 30500 | 30500 | V10 | 2021-01-01
2053 | BEMS | P0 | Hospital Shah Alam, Selangor | Patologi | Analyzers, Laboratory, Immunoassay, Photometric | Laboratory Equipment Package Intermediate | 18-626 | 1 | KKM/JKN/HSA/10-05-01/H/15/4006 | 470000 | 470000 | V10 | 2021-01-01
2054 | BEMS | P0 | Hospital Shah Alam, Selangor | Patologi | Analyzers, Laboratory, Clinical Chemistry | Laboratory Equipment Package Intermediate | 15-551 | 1 | KKM/JKN/HSA/10-05-01/H/15/3998 | 280000 | 280000 | V10 | 2021-01-01
2055 | BEMS | P0 | Hospital Shah Alam, Selangor | Patologi | Analyzers, Laboratory, Microbiology, Blood Culture, Automated | Laboratory Equipment Package Intermediate | 15-973 | 1 | KKM/JKN/HSA/10-05-01/H/15/3948 | 125000 | 125000 | V10 | 2021-01-01
2056 | BEMS | P0 | Hospital Shah Alam, Selangor | Patologi | Analyzers, Laboratory, Hematology, Blood Grouping | Laboratory Equipment Package Intermediate | 16-014 | 1 | KKM/JKN/HSA/10-05-01/H/15/4855 | 416000 | 416000 | V10 | 2021-01-01
2057 | BEMS | P0 | Hospital Shah Alam, Selangor | Patologi | Analyzers, Laboratory, Hematology, Cell Counting, Automated | Laboratory Equipment Package Intermediate | 17-741 | 1 | KKM/JKN/HSA/10-05-01/H/15/3990 | 90000 | 90000 | V10 | 2021-01-01
2058 | BEMS | P0 | Hospital Shah Alam, Selangor | Patologi | Analyzers, Laboratory, Hematology, Cell Counting, Automated | Laboratory Equipment Package Intermediate | 17-741 | 1 | KKM/JKN/HSA/10-05-01/H/15/3991 | 90000 | 90000 | V10 | 2021-01-01
2059 | BEMS | P0 | Hospital Shah Alam, Selangor | Patologi | Analyzers, Laboratory, Urine, Automated | Laboratory Equipment Package Intermediate | 16-378 | 1 | KKM/JKN/HSA/10-05-01/H/15/3997 | 102000 | 102000 | V10 | 2021-01-01
2060 | BEMS | P0 | Hospital Shah Alam, Selangor | Bedah Mulut | Cameras, Video, Dental, Intraoral/Extraoral | Laboratory Equipment Package Basic | 88-026 | 1 | KKM/JKN/HSA/10-05-01/H/15/3576 | 20000 | 20000 | V10 | 2021-01-01
2061 | BEMS | P0 | Hospital Shah Alam, Selangor | Bedah Mulut | Cameras, Video, Dental, Intraoral/Extraoral | Laboratory Equipment Package Basic | 88-026 | 1 | KKM/JKN/HSA/10-05-01/H/15/3577 | 20000 | 20000 | V10 | 2021-01-01
2062 | BEMS | P0 | Hospital Shah Alam, Selangor | Bedah Mulut | Cameras, Video, Dental, Intraoral/Extraoral | Laboratory Equipment Package Basic | 88-026 | 1 | KKM/JKN/HSA/10-05-01/H/15/3578 | 20000 | 20000 | V10 | 2021-01-01
2063 | BEMS | P0 | Hospital Shah Alam, Selangor | Oftalmologi | Perimeters, Ophthalmic, Automated | Therapeutic Equipment Package | 16-918 | 1 | KKM/JKN/HSA/10-05-01/H/15/4336 | 123500 | 123500 | V10 | 2021-01-01
2064 | BEMS | P0 | Hospital Shah Alam, Selangor | Oftalmologi | Cameras, Fundus | Diagnostic Equipment Package Intermediate | 10-551 | 1 | KKM/JKN/HSA/10-05-01/H/16/69 | 99000 | 99000 | V10 | 2021-01-01
2065 | BEMS | P0 | Hospital Shah Alam, Selangor | Oftalmologi | Slit Lamps | Diagnostic Equipment Package Intermediate | 12-281 | 1 | KKM/JKN/HSA/10-05-01/H/16/116 | 693600 | 693600 | V10 | 2021-01-01
2066 | BEMS | P0 | Hospital Shah Alam, Selangor | Oftalmologi | Slit Lamps | Diagnostic Equipment Package Intermediate | 12-281 | 1 | KKM/JKN/HSA/10-05-01/H/16/68 | 49999 | 49999 | V10 | 2021-01-01
2067 | BEMS | P0 | Hospital Shah Alam, Selangor | Oftalmologi | Scanning Systems, Laser, Optical Tomography | Radiologi & Imaging Equipment Package High | 18-191 | 1 | KKM/JKN/HSA/10-05-01/H/16/120 | 499990 | 499990 | V10 | 2021-01-01
2068 | BEMS | P0 | Hospital Shah Alam, Selangor | Oftalmologi |  | Radiologi & Imaging Equipment Package High |  | 1 | KKM/JKN/HSA/10-05-01/H/16/120-11 | 39610 | 39610 | V10 | 2021-01-01
2069 | BEMS | P0 | Hospital Shah Alam, Selangor | Oftalmologi | Keratomes | Diagnostic Equipment Package Intermediate | 12-222 | 1 | KKM/JKN/HSA/10-05-01/H/16/138 | 45000 | 45000 | V10 | 2021-01-01
2070 | BEMS | P0 | Hospital Shah Alam, Selangor | Anestesiologi | Laparoscopes, Video | Diagnostic Equipment Package Intermediate | 18-087 | 1 | KKM/JKN/HSA/10-05-01/H/15/985 | 141560 | 141560 | V10 | 2021-01-01
2071 | BEMS | P0 | Hospital Shah Alam, Selangor | Anestesiologi | Laparoscopes, Video | Diagnostic Equipment Package Intermediate | 18-087 | 1 | KKM/JKN/HSA/10-05-01/H/15/987 | 141560 | 141560 | V10 | 2021-01-01
2072 | BEMS | P0 | Hospital Shah Alam, Selangor | Rehabilitasi | Dynamometer Exercise Systems, Computerized | Therapeutic Equipment Package | 17-681 | 1 | KKM/JKN/HSA/10-05-01/H/15/4998 | 358020 | 358020 | V10 | 2021-01-01
2073 | BEMS | P0 | Hospital Shah Alam, Selangor | Rehabilitasi | Exercisers, Continuous Passive Motion | Therapeutic Equipment Package | 11-631 | 1 | KKM/JKN/HSA/10-05-01/H/15/1064 | 113944 | 113944 | V10 | 2021-01-01
2074 | BEMS | P0 | Hospital Shah Alam, Selangor | Rehabilitasi | Exercisers, Continuous Passive Motion | Therapeutic Equipment Package | 11-631 | 1 | KKM/JKN/HSA/10-05-01/H/15/1065 | 113944 | 113944 | V10 | 2021-01-01
2075 | BEMS | P1.21 | Shah Alam | JABATAN OBSTETRIK & GINEKOLOGI | PULSE OXIMETER AND SIMULATOR | DIAGNOSTIC MED. EQ. (INTERMEDIATE) |  | 1 | KKM/JKN/HSA/10-05-01/H/16/89 | 7400 | 7400 | V3 | 2021-02-03 | 2017-10-12
2076 | BEMS | P1.21 | Shah Alam | JABATAN OBSTETRIK & GINEKOLOGI | PULSE OXIMETER AND SIMULATOR | DIAGNOSTIC MED. EQ. (INTERMEDIATE) |  | 1 | KKM/JKN/HSA/10-05-01/H/16/90 | 7400 | 7400 | V3 | 2021-02-03 | 2017-10-12
2077 | BEMS | P1.21 | Shah Alam | JABATAN BEDAH MULUT | OPTION 2 SURGIC XT NON OPTIC | THERAPEUTIC MED. EQ. (INTERMEDIATE) |  | 1 | KKM/JKN/HSA/10-05-01/H/20/9 | 16400 | 16400 | V3 | 2021-02-03 | 2021-03-11
2078 | BEMS | P1.21 | Shah Alam | JABATAN KECEMASAN DAN TRAUMA | VENTILATOR | THERAPEUTIC MED. EQ. (INTERMEDIATE) |  | 1 | KKM/JKN/HSA/10-05-01/H/20/54 | 55500 | 55500 | V3 | 2021-02-03 | 2022-04-08
2079 | BEMS | P1.21 | Shah Alam | JABATAN KECEMASAN DAN TRAUMA | VENTILATOR | THERAPEUTIC MED. EQ. (INTERMEDIATE) |  | 1 | KKM/JKN/HSA/10-05-01/H/20/55 | 55500 | 55500 | V3 | 2021-02-03 | 2022-04-08
2080 | BEMS | P1.21 | Shah Alam | JABATAN ANESTESIOLOGI | LARYNGOSCOPE | DIAGNOSTIC MED. EQ. (BASIC) |  | 1 | KKM/JKN/HSA/10-05-01/H/20/57 | 2000 | 2000 | V3 | 2021-02-03 | 2021-04-03
2081 | BEMS | P1.21 | Shah Alam | JABATAN RADIOLOGI | ULTRASOUND SCANNER | RADIOLOGY MED. EQ. (INTERMEDIATE) |  | 1 | KKM/JKN/HSA/10-05-01/H/20/63 | 170000 | 170000 | V3 | 2021-02-03 | 2023-04-30
2082 | BEMS | P1.21 | Shah Alam | JABATAN RADIOLOGI | COMPUTED RADIOGRAPHY READER | RADIOLOGY MED. EQ. (INTERMEDIATE) |  | 1 | KKM/JKN/HSA/10-05-01/H/20/64 | 104000 | 104000 | V3 | 2021-02-03 | 2022-05-04
2083 | BEMS | P1.21 | Shah Alam | UNIT HEMODIALISIS | MESIN HEMODIALYSIS | THERAPEUTIC MED. EQ. (INTERMEDIATE) |  | 1 | KKM/JKN/HSA/10-05-01/H/20/144 | 40000 | 40000 | V3 | 2021-02-03 | 2021-06-18
2084 | BEMS | P1.21 | Shah Alam | JABATAN PEMBEDAHAN AM | SYRINGE INFUSION PUMP | THERAPEUTIC MED. EQ. (INTERMEDIATE) |  | 1 | KKM/JKN/HSA/10-05-01/H/20/117 | 3150 | 3150 | V3 | 2021-02-03 | 2021-05-04
2085 | BEMS | P1.21 | Shah Alam | JABATAN PEMBEDAHAN AM | SYRINGE INFUSION PUMP | THERAPEUTIC MED. EQ. (INTERMEDIATE) |  | 1 | KKM/JKN/HSA/10-05-01/H/20/118 | 3150 | 3150 | V3 | 2021-02-03 | 2021-05-04
2086 | BEMS | P1.21 | Shah Alam | UNIT HEMODIALISIS | PORTABLE REVERSE OSMOSIS (RO)WATER SYSTEM | THERAPEUTIC MED. EQ. (INTERMEDIATE) |  | 1 | KKM/JKN/HSA/10-05-01/H/20/199 | 35000 | 35000 | V3 | 2021-02-03 | 2021-06-29
2087 | BEMS | P1.21 | Shah Alam | JABATAN PERUBATAN AM | SYRINGE INFUSION PUMP | THERAPEUTIC MED. EQ. (INTERMEDIATE) |  | 1 | KKM/JKN/HSA/10-05-01/H/20/125 | 3150 | 3150 | V3 | 2021-02-03 | 2021-05-04
2088 | BEMS | P1.21 | Shah Alam | JABATAN PERUBATAN AM | SYRINGE INFUSION PUMP | THERAPEUTIC MED. EQ. (INTERMEDIATE) |  | 1 | KKM/JKN/HSA/10-05-01/H/20/126 | 3150 | 3150 | V3 | 2021-02-03 | 2021-05-04
2089 | BEMS | P1.21 | Shah Alam | JABATAN PEDIATRIK | INFUSION PUMP | THERAPEUTIC MED. EQ. (INTERMEDIATE) |  | 1 | KKM/JKN/HSA/10-05-01/H/20/134 | 3290 | 3290 | V3 | 2021-02-03 | 2022-05-08
2090 | BEMS | P1.21 | Shah Alam | JABATAN PEDIATRIK | INFUSION PUMP | THERAPEUTIC MED. EQ. (INTERMEDIATE) |  | 1 | KKM/JKN/HSA/10-05-01/H/20/135 | 3290 | 3290 | V3 | 2021-02-03 | 2022-05-08
2091 | BEMS | P1.21 | Shah Alam | JABATAN PEDIATRIK | INFUSION PUMP | THERAPEUTIC MED. EQ. (INTERMEDIATE) |  | 1 | KKM/JKN/HSA/10-05-01/H/20/136 | 3180 | 3180 | V3 | 2021-02-03 | 2022-04-22
2092 | BEMS | P1.21 | Shah Alam | JABATAN PEDIATRIK | INFUSION PUMP | THERAPEUTIC MED. EQ. (INTERMEDIATE) |  | 1 | KKM/JKN/HSA/10-05-01/H/20/137 | 3180 | 3180 | V3 | 2021-02-03 | 2022-04-22
2093 | BEMS | P1.21 | Shah Alam | JABATAN ORTOPEDIK | INFUSION PUMP | THERAPEUTIC MED. EQ. (INTERMEDIATE) |  | 1 | KKM/JKN/HSA/10-05-01/H/20/149 | 3000 | 3000 | V3 | 2021-02-03 | 2023-06-05
2094 | BEMS | P1.21 | Shah Alam | JABATAN PEDIATRIK | INFANT INCUBATOR | THERAPEUTIC MED. EQ. (INTERMEDIATE) |  | 1 | KKM/JKN/HSA/10-05-01/H/20/160 | 24900 | 24900 | V3 | 2021-02-03 | 2021-06-17
2095 | BEMS | P1.21 | Shah Alam | JABATAN PEDIATRIK | INFANT INCUBATOR | THERAPEUTIC MED. EQ. (INTERMEDIATE) |  | 1 | KKM/JKN/HSA/10-05-01/H/20/161 | 24900 | 24900 | V3 | 2021-02-03 | 2021-06-17
2096 | BEMS | P1.21 | Shah Alam | JABATAN PEDIATRIK | PHOTOTHERAPY MACHINE (LAMP) | THERAPEUTIC MED. EQ. (BASIC) |  | 1 | KKM/JKN/HSA/10-05-01/H/20/210 | 6500 | 6500 | V3 | 2021-02-03 | 2021-07-08
2097 | BEMS | P1.21 | Shah Alam | JABATAN PEDIATRIK | PHOTOTHERAPY MACHINE (LAMP) | THERAPEUTIC MED. EQ. (BASIC) |  | 1 | KKM/JKN/HSA/10-05-01/H/20/211 | 6500 | 6500 | V3 | 2021-02-03 | 2021-07-08
2098 | BEMS | P1.21 | Shah Alam | JABATAN PEDIATRIK | PHOTOTHERAPY MACHINE (LAMP) | THERAPEUTIC MED. EQ. (BASIC) |  | 1 | KKM/JKN/HSA/10-05-01/H/20/212 | 6500 | 6500 | V3 | 2021-02-03 | 2021-07-08
2099 | BEMS | P1.21 | Shah Alam | JABATAN KECEMASAN DAN TRAUMA | GLIDESCOPE | DIAGNOSTIC MED. EQ. (INTERMEDIATE) |  | 1 | KKM/JKN/HSA/10-05-01/H/20/213 | 49900 | 49900 | V3 | 2021-02-03 | 2021-07-08
2100 | BEMS | P1.21 | Shah Alam | JABATAN BEDAH MULUT | AEROSOL SUCTION / VACUUM MACHINE | THERAPEUTIC MED. EQ. (BASIC) |  | 1 | KKM/JKN/HSA/10-05-01/H/20/228 | 3200 | 3200 | V3 | 2021-02-03 | 2021-09-11
2101 | BEMS | P1.21 | Shah Alam | JABATAN PEMBEDAHAN AM | SYRINGE INFUSION PUMP | THERAPEUTIC MED. EQ. (INTERMEDIATE) |  | 1 | KKM/JKN/HSA/10-05-01/H/20/230 | 3000 | 3000 | V3 | 2021-02-03 | 2021-10-23
2102 | BEMS | P1.21 | Shah Alam | JABATAN PEMBEDAHAN AM | SYRINGE INFUSION PUMP | THERAPEUTIC MED. EQ. (INTERMEDIATE) |  | 1 | KKM/JKN/HSA/10-05-01/H/20/231 | 3000 | 3000 | V3 | 2021-02-03 | 2021-10-23
2103 | BEMS | P1.21 | Shah Alam | JABATAN OBSTETRIK & GINEKOLOGI | SYRINGE INFUSION PUMP | THERAPEUTIC MED. EQ. (INTERMEDIATE) |  | 1 | KKM/JKN/HSA/10-05-01/H/20/232 | 3000 | 3000 | V3 | 2021-02-03 | 2021-10-23
2104 | BEMS | P1.21 | Shah Alam | JABATAN OBSTETRIK & GINEKOLOGI | SYRINGE INFUSION PUMP | THERAPEUTIC MED. EQ. (INTERMEDIATE) |  | 1 | KKM/JKN/HSA/10-05-01/H/20/233 | 3000 | 3000 | V3 | 2021-02-03 | 2021-10-23
2105 | BEMS | P1.21 | Shah Alam | JABATAN PEDIATRIK | PATIENT MONITORING EQUIP.(AUTOMATIC MULTIPARAMETER) | DIAGNOSTIC MED. EQ. (INTERMEDIATE) |  | 1 | KKM/JKN/HSA/10-05-01/H/20/236 | 9980 | 9980 | V3 | 2021-02-03 | 2021-10-23
2106 | BEMS | P1.21 | Shah Alam | JABATAN PEDIATRIK | PATIENT MONITORING EQUIP.(AUTOMATIC MULTIPARAMETER) | DIAGNOSTIC MED. EQ. (INTERMEDIATE) |  | 1 | KKM/JKN/HSA/10-05-01/H/20/238 | 9980 | 9980 | V3 | 2021-02-03 | 2021-10-23
2107 | BEMS | P1.21 | Shah Alam | JABATAN BEDAH MULUT | AEROSOL SUCTION / VACUUM MACHINE | THERAPEUTIC MED. EQ. (BASIC) |  | 1 | KKM/JKN/HSA/10-05-01/H/20/243 | 5100 | 5100 | V3 | 2021-02-03 | 2022-11-05
2108 | BEMS | P1.21 | Shah Alam | JABATAN BEDAH MULUT | AEROSOL SUCTION / VACUUM MACHINE | THERAPEUTIC MED. EQ. (BASIC) |  | 1 | KKM/JKN/HSA/10-05-01/H/20/244 | 5100 | 5100 | V3 | 2021-02-03 | 2022-11-05
2109 | BEMS | P1.21 | Shah Alam | JABATAN OFTALMOLOGI | SLIT LAMP | DIAGNOSTIC MED. EQ. (INTERMEDIATE) |  | 1 | KKM/JKN/HSA/10-05-01/H/20/245 | 37980 | 37980 | V3 | 2021-02-03 | 2021-11-11
2110 | BEMS | P1.21 | Shah Alam | JABATAN OFTALMOLOGI | SLIT LAMP | DIAGNOSTIC MED. EQ. (INTERMEDIATE) |  | 1 | KKM/JKN/HSA/10-05-01/H/20/246 | 37980 | 37980 | V3 | 2021-02-03 | 2021-11-11
2111 | BEMS | P1.21 | Shah Alam | JABATAN OFTALMOLOGI | KEELER VANTAGE PLUS WIRELESS BIO & CHARGER | DIAGNOSTIC MED. EQ. (BASIC) |  | 1 | KKM/JKN/HSA/10-05-01/H/20/247 | 12000 | 12000 | V3 | 2021-02-03 | 2021-11-11
2112 | BEMS | P1.21 | Shah Alam | JABATAN OFTALMOLOGI | KEELER VANTAGE PLUS WIRELESS BIO & CHARGER | DIAGNOSTIC MED. EQ. (BASIC) |  | 1 | KKM/JKN/HSA/10-05-01/H/20/248 | 12000 | 12000 | V3 | 2021-02-03 | 2021-11-11
2113 | BEMS | P1.21 | Shah Alam | JABATAN KECEMASAN DAN TRAUMA | PATIENT MONITORING EQUIP.(AUTOMATIC MULTIPARAMETER) | DIAGNOSTIC MED. EQ. (INTERMEDIATE) |  | 1 | KKM/JKN/HSA/10-05-01/H/20/249 | 30000 | 30000 | V3 | 2021-02-03 | 2021-11-03
2114 | BEMS | P1.21 | Shah Alam | JABATAN PEDIATRIK | BIPAP MACHINE | THERAPEUTIC MED. EQ. (INTERMEDIATE) |  | 1 | KKM/JKN/HSA/10-05-01/H/20/254 | 30000 | 30000 | V3 | 2021-02-03 | 2022-11-18
2115 | BEMS | P1.21 | Shah Alam | JABATAN REHABILITASI | SPOT VITAL SIGN (NIBP) | DIAGNOSTIC MED. EQ. (INTERMEDIATE) |  | 1 | KKM/JKN/HSA/10-05-01/H/20/256 | 5500 | 5500 | V3 | 2021-02-03 | 2021-11-24
2116 | BEMS | P1.21 | Shah Alam | JABATAN OBSTETRIK & GINEKOLOGI | PORTABLE FETAL DOPPLER | DIAGNOSTIC MED. EQ. (BASIC) |  | 1 | KKM/JKN/HSA/10-05-01/R/15/15092 | 580 | 580 | V4 | 2015-07-28 | 2017-07-28 | 2021-02-03
2117 | BEMS | P1.21 | Shah Alam | JABATAN OBSTETRIK & GINEKOLOGI | PORTABLE FETAL DOPPLER | DIAGNOSTIC MED. EQ. (BASIC) |  | 1 | KKM/JKN/HSA/10-05-01/R/15/15095 | 580 | 580 | V4 | 2015-07-28 | 2017-07-28 | 2021-02-03
2118 | BEMS | P1.21 | Shah Alam | JABATAN OBSTETRIK & GINEKOLOGI | PORTABLE FETAL DOPPLER | DIAGNOSTIC MED. EQ. (BASIC) |  | 1 | KKM/JKN/HSA/10-05-01/R/15/15109 | 580 | 580 | V4 | 2015-07-28 | 2017-07-28 | 2021-02-03
2119 | BEMS | P1.21 | Shah Alam | JABATAN PEDIATRIK | INFANT/BABY SCALER | DIAGNOSTIC MED. EQ. (BASIC) |  | 1 | KKM/JKN/HSA/10-05-01/R/15/7039 | 1500 | 1500 | V4 | 2015-08-04 | 2017-08-04 | 2021-02-03
2120 | BEMS | P1.21 | Shah Alam | JABATAN REHABILITASI | PARAFFIN BATH | THERAPEUTIC MED. EQ. (BASIC) |  | 1 | KKM/JKN/HSA/10-05-01/H/15/2522 | 3275 | 3275 | V4 | 2015-07-28 | 2017-07-28 | 2021-02-03
2121 | BEMS | P1.21 | Shah Alam | JABATAN OBSTETRIK & GINEKOLOGI | ULTRASOUND SCANNER | RADIOLOGY MED. EQ. (INTERMEDIATE) |  | 1 | KKM/JKN/HSA/10-05-01/H/15/2459 | 47500 | 47500 | V4 | 2015-07-28 | 2017-07-28 | 2021-02-03
2122 | BEMS | P1.21 | Shah Alam | JABATAN OBSTETRIK & GINEKOLOGI | CARDIOTOCOGRAPH | DIAGNOSTIC MED. EQ. (INTERMEDIATE) |  | 1 | KKM/JKN/HSA/10-05-01/H/15/5083 | 11565 | 11565 | V4 | 2015-07-28 | 2017-07-28 | 2021-02-03
2123 | BEMS | P1.21 | Shah Alam | JABATAN PEMBEDAHAN AM | GASTROINTESTINAL VIDEOSCOPE/ GASTROSCOPE | DIAGNOSTIC MED. EQ. (INTERMEDIATE) |  | 1 | KKM/JKN/HSA/10-05-01/H/15/1657 | 49620 | 49620 | V4 | 2015-07-28 | 2017-07-28 | 2021-02-03
2124 | BEMS | P1.21 | Shah Alam | JABATAN PERUBATAN AM | PATIENT MONITORING EQUIP.(AUTOMATIC MULTIPARAMETER) | DIAGNOSTIC MED. EQ. (INTERMEDIATE) |  | 1 | KKM/JKN/HSA/10-05-01/H/15/1017 | 5185 | 5185 | V4 | 2015-07-28 | 2017-07-28 | 2021-02-03
2125 | BEMS | P1.21 | Shah Alam | JABATAN OFTALMOLOGI | SURGICAL MICROSCOPE | DIAGNOSTIC MED. EQ. (INTERMEDIATE) |  | 1 | KKM/JKN/HSA/10-05-01/H/15/1165 | 55000 | 55000 | V4 | 2015-07-28 | 2017-07-28 | 2021-02-03
2126 | BEMS | P1.21 | Shah Alam | JABATAN OTORINOLARINGOLOGI | OTOSCOPE WALL MOUNTED | DIAGNOSTIC MED. EQUIP. (BASIC) |  | 1 | KKM/JKN/HSA/10-05-01/R/15/10318 | 1835.93 | 1835.93 | V4 | 2015-08-04 | 2017-08-04 | 2021-02-22
2127 | BEMS | P1.21 | Shah Alam | JABATAN PATOLOGI | CENTRIFUGE BENCH TOP MULTI USE | LABORATORY MED. EQUIP. (BASIC) |  | 1 | KKM/JKN/HSA/10-05-01/H/15/4854 | 15300 | 15300 | V4 | 2015-07-28 | 2017-07-28 | 2021-02-22
2128 | BEMS | P1.21 | Shah Alam | JABATAN PERUBATAN AM | PATIENT MONITORING EQUIP. (AUTOMATIC MULTIPARAMETER) | DIAGNOSTIC MED. EQUIP. (INTERMEDIATE) |  | 1 | KKM/JKN/HSA/10-05-01/H/16/194 | 5500 | 5500 | V3 | 2021-03-09 | 2017-11-22
2129 | BEMS | P1.21 | Shah Alam | JABATAN PERUBATAN AM | PATIENT MONITORING EQUIP. (AUTOMATIC MULTIPARAMETER) | DIAGNOSTIC MED. EQUIP. (INTERMEDIATE) |  | 1 | KKM/JKN/HSA/10-05-01/H/16/195 | 5500 | 5500 | V3 | 2021-03-09 | 2017-11-22
2130 | BEMS | P1.21 | Shah Alam | JABATAN OBSTETRIK & GINEKOLOGI | PULSE OXIMETER AND SIMULATOR | DIAGNOSTIC MED. EQUIP. (INTERMEDIATE) |  | 1 | KKM/JKN/HSA/10-05-01/H/20/75 | 7400 | 7400 | V3 | 2021-03-09 | 2021-04-24
2131 | BEMS | P1.21 | Shah Alam | JABATAN OBSTETRIK & GINEKOLOGI | PULSE OXIMETER AND SIMULATOR | DIAGNOSTIC MED. EQUIP. (INTERMEDIATE) |  | 1 | KKM/JKN/HSA/10-05-01/H/20/76 | 7400 | 7400 | V3 | 2021-03-09 | 2021-04-24
2132 | BEMS | P1.21 | Shah Alam | JABATAN OBSTETRIK & GINEKOLOGI | PULSE OXIMETER AND SIMULATOR | DIAGNOSTIC MED. EQUIP. (INTERMEDIATE) |  | 1 | KKM/JKN/HSA/10-05-01/H/20/77 | 7400 | 7400 | V3 | 2021-03-09 | 2021-04-24
2133 | BEMS | P1.21 | Shah Alam | JABATAN PEDIATRIK | PULSE OXIMETER AND SIMULATOR | DIAGNOSTIC MED. EQUIP. (INTERMEDIATE) |  | 1 | KKM/JKN/HSA/10-05-01/H/20/78 | 7400 | 7400 | V3 | 2021-03-09 | 2021-04-24
2134 | BEMS | P1.21 | Shah Alam | JABATAN ANESTESIOLOGI | PULSE OXIMETER AND SIMULATOR | DIAGNOSTIC MED. EQUIP. (INTERMEDIATE) |  | 1 | KKM/JKN/HSA/10-05-01/H/20/79 | 7400 | 7400 | V3 | 2021-03-09 | 2021-04-24
2135 | BEMS | P1.21 | Shah Alam | JABATAN PEDIATRIK | INFUSION PUMP | THERAPEUTIC MED. EQUIP. (INTERMEDIATE) |  | 1 | KKM/JKN/HSA/10-05-01/H/20/80 | 4500 | 4500 | V3 | 2021-03-09 | 2021-04-24
2136 | BEMS | P1.21 | Shah Alam | JABATAN PEDIATRIK | INFUSION PUMP | THERAPEUTIC MED. EQUIP. (INTERMEDIATE) |  | 1 | KKM/JKN/HSA/10-05-01/H/20/81 | 4500 | 4500 | V3 | 2021-03-09 | 2021-04-24
2137 | BEMS | P1.21 | Shah Alam | JABATAN PEDIATRIK | INFUSION PUMP | THERAPEUTIC MED. EQUIP. (INTERMEDIATE) |  | 1 | KKM/JKN/HSA/10-05-01/H/20/82 | 4500 | 4500 | V3 | 2021-03-09 | 2021-04-24
2138 | BEMS | P1.21 | Shah Alam | JABATAN PEDIATRIK | INFUSION PUMP | THERAPEUTIC MED. EQUIP. (INTERMEDIATE) |  | 1 | KKM/JKN/HSA/10-05-01/H/20/83 | 4500 | 4500 | V3 | 2021-03-09 | 2021-04-24
2139 | BEMS | P1.21 | Shah Alam | JABATAN PERUBATAN AM | SYRINGE INFUSION PUMP | THERAPEUTIC MED. EQUIP. (INTERMEDIATE) |  | 1 | KKM/JKN/HSA/10-05-01/H/20/119 | 3150 | 3150 | V3 | 2021-03-09 | 2021-05-04
2140 | BEMS | P1.21 | Shah Alam | JABATAN PERUBATAN AM | SYRINGE INFUSION PUMP | THERAPEUTIC MED. EQUIP. (INTERMEDIATE) |  | 1 | KKM/JKN/HSA/10-05-01/H/20/120 | 3150 | 3150 | V3 | 2021-03-09 | 2021-05-04
2141 | BEMS | P1.21 | Shah Alam | JABATAN PERUBATAN AM | SPOT VITAL SIGN (NIBP) | DIAGNOSTIC MED. EQUIP. (INTERMEDIATE) |  | 1 | KKM/JKN/HSA/10-05-01/H/20/178 | 6500 | 6500 | V3 | 2021-03-09 | 2021-05-22
2142 | BEMS | P1.21 | Shah Alam | JABATAN KECEMASAN | SPOT VITAL SIGN (NIBP) | DIAGNOSTIC MED. EQUIP. (INTERMEDIATE) |  | 1 | KKM/JKN/HSA/10-05-01/H/20/193 | 3983 | 3983 | V3 | 2021-03-09 | 2021-06-11
2143 | BEMS | P1.21 | Shah Alam | JABATAN ORTOPEDIK | SPOT VITAL SIGN (NIBP) | DIAGNOSTIC MED. EQUIP. (INTERMEDIATE) |  | 1 | KKM/JKN/HSA/10-05-01/H/20/195 | 3983 | 3983 | V3 | 2021-03-09 | 2021-06-11
2144 | BEMS | P1.21 | Shah Alam | JABATAN PEDIATRIK | PULSE OXIMETER | DIAGNOSTIC MED. EQUIP. (INTERMEDIATE) |  | 1 | KKM/JKN/HSA/10-05-01/H/20/257 | 5500 | 5500 | V3 | 2021-03-09 | 2021-06-11
2145 | BEMS | P1.21 | Shah Alam | JABATAN PEDIATRIK | PULSE OXIMETER | DIAGNOSTIC MED. EQUIP. (INTERMEDIATE) |  | 1 | KKM/JKN/HSA/10-05-01/H/20/258 | 5500 | 5500 | V3 | 2021-03-09 | 2021-06-11
2146 | BEMS | P1.21 | Shah Alam | JABATAN PEDIATRIK | PULSE OXIMETER | DIAGNOSTIC MED. EQUIP. (INTERMEDIATE) |  | 1 | KKM/JKN/HSA/10-05-01/H/20/259 | 5500 | 5500 | V3 | 2021-03-09 | 2021-06-11
2147 | BEMS | P1.21 | Shah Alam | JABATAN OBSTETRIK & GINEKOLOGI | PORTABLE FETAL DOPPLER | DIAGNOSTIC MED. EQUIP.(BASIC) |  | 1 | KKM/JKN/HSA/10-05-01/R/15/15075 | 580 | 580 | V4 | 2015-07-28 | 2017-07-28 | 2021-03-05
2148 | BEMS | P1.21 | Shah Alam | JABATAN OBSTETRIK & GINEKOLOGI | PORTABLE FETAL DOPPLER | DIAGNOSTIC MED. EQUIP. (BASIC) |  | 1 | KKM/JKN/HSA/10-05-01/R/15/15081 | 580 | 580 | V4 | 2015-07-28 | 2017-07-28 | 2021-03-05
2149 | BEMS | P1.21 | Shah Alam | JABATAN PEDIATRIK | INFUSION PUMP | THERAPEUTIC MED. EQUIP. (INTERMEDIATE) |  | 1 | KKM/JKN/HSA/10-05-01/H/20/129 | 3150 | 3150 | V3 | 2021-03-12 | 2021-05-04
2150 | BEMS | P1.21 | Shah Alam | JABATAN PEDIATRIK | INFUSION PUMP | THERAPEUTIC MED. EQUIP. (INTERMEDIATE) |  | 1 | KKM/JKN/HSA/10-05-01/H/20/130 | 3150 | 3150 | V3 | 2021-03-12 | 2021-05-04
2151 | BEMS | P1.21 | Shah Alam | JABATAN PEDIATRIK | INFUSION PUMP | THERAPEUTIC MED. EQUIP. (INTERMEDIATE) |  | 1 | KKM/JKN/HSA/10-05-01/H/20/131 | 3150 | 3150 | V3 | 2021-03-12 | 2021-05-04
2152 | BEMS | P1.21 | Shah Alam | JABATAN PEDIATRIK | INFUSION PUMP | THERAPEUTIC MED. EQUIP. (INTERMEDIATE) |  | 1 | KKM/JKN/HSA/10-05-01/H/20/132 | 3150 | 3150 | V3 | 2021-03-12 | 2021-05-04
2153 | BEMS | P1.21 | Shah Alam | JABATAN PEDIATRIK | SYRINGE INFUSION PUMP | THERAPEUTIC MED. EQUIP. (INTERMEDIATE) |  | 1 | KKM/JKN/HSA/10-05-01/H/20/235 | 3000 | 3000 | V3 | 2021-03-12 | 2021-10-23
2154 | BEMS | P1.21 | Shah Alam | JABATAN PEDIATRIK | SPOT VITAL SIGN (NIBP) | DIAGNOSTIC MED. EQUIP. (INTERMEDIATE) |  | 1 | KKM/JKN/HSA/10-05-01/H/20/194 | 3983 | 3983 | V3 | 2021-03-12 | 2021-06-11
2155 | BEMS | P1.21 | Shah Alam | JABATAN PEDIATRIK | HUMAN PATIENT SIMULATOR | THERAPEUTIC MED. EQUIP. (BASIC) |  | 1 | KKM/JKN/HSA/10-05-01/H/20/250 | 10000 | 10000 | V3 | 2021-03-12 | 2021-11-12
2156 | BEMS | P1.21 | Shah Alam | JABATAN REHABILITASI | PARAFFIN BATH | THERAPEUTIC MED. EQUIP. (BASIC) |  | 1 | KKM/JKN/HSA/10-05-01/H/20/2523 | 3275 | 3275 | V4 | 2015-07-28 | 2017-07-28 | 2021-03-12
2157 | BEMS | P1.21 | Shah Alam | JABATAN ORTOPEDIK | RIPPLE MATTRESS | THERAPEUTIC MED. EQUIP. (BASIC) |  | 1 | KKM/JKN/HSA/10-05-01/R/20/116 | 950 | 950 | V3 | 2021-04-02 | 2021-05-22
2158 | BEMS | P1.21 | Shah Alam | JABATAN ORTOPEDIK | RIPPLE MATTRESS | THERAPEUTIC MED. EQUIP. (BASIC) |  | 1 | KKM/JKN/HSA/10-05-01/R/20/117 | 950 | 950 | V3 | 2021-04-02 | 2021-05-22
2159 | BEMS | P1.21 | Shah Alam | JABATAN PERUBATAN AM | RIPPLE MATTRESS | THERAPEUTIC MED. EQUIP. (BASIC) |  | 1 | KKM/JKN/HSA/10-05-01/R/20/118 | 950 | 950 | V3 | 2021-04-02 | 2021-05-22
2160 | BEMS | P1.21 | Shah Alam | JABATAN PERUBATAN AM | RIPPLE MATTRESS | THERAPEUTIC MED. EQUIP. (BASIC) |  | 1 | KKM/JKN/HSA/10-05-01/R/20/119 | 950 | 950 | V3 | 2021-04-02 | 2021-05-22
2161 | BEMS | P1.21 | Shah Alam | JABATAN PERUBATAN AM | RIPPLE MATTRESS | THERAPEUTIC MED. EQUIP. (BASIC) |  | 1 | KKM/JKN/HSA/10-05-01/R/20/120 | 950 | 950 | V3 | 2021-04-02 | 2021-05-22
2162 | BEMS | P1.21 | Shah Alam | JABATAN PERUBATAN AM | INFUSION PUMP | THERAPEUTIC MED. EQUIP. (INTERMEDIATE) |  | 1 | KKM/JKN/HSA/10-05-01/H/20/145 | 3000 | 3000 | V3 | 2021-04-02 | 2023-06-05
2163 | BEMS | P1.21 | Shah Alam | JABATAN PEDIATRIK | PHOTOTHERAPY MACHINE (LAMP) | THERAPEUTIC MED. EQUIP. (BASIC) |  | 1 | KKM/JKN/HSA/10-05-01/H/20/163 | 8000 | 8000 | V3 | 2021-04-02 | 2022-06-18
2164 | BEMS | P1.21 | Shah Alam | JABATAN PEDIATRIK | JAUNDICE METER | THERAPEUTIC MED. EQUIP. (BASIC) |  | 1 | KKM/JKN/HSA/10-05-01/H/20/169 | 17500 | 17500 | V3 | 2021-04-02 | 2021-05-22
2165 | BEMS | P1.21 | Shah Alam | JABATAN KECEMASAN & TRAUMA | ULTRASOUND SCANNER | RADIOLOGY MED. EQUIP. (INTERMEDIATE) |  | 1 | KKM/JKN/HSA/10-05-01/H/20/170 | 40000 | 40000 | V3 | 2021-04-02 | 2025-06-04
2166 | BEMS | P1.21 | Shah Alam | JABATAN PEDIATRIK | INFANT WARMER | THERAPEUTIC MED. EQUIP. (BASIC) |  | 1 | KKM/JKN/HSA/10-05-01/H/20/171 | 35500 | 35500 | V3 | 2021-04-02 | 2021-05-22
2167 | BEMS | P1.21 | Shah Alam | JABATAN OBSTETRIK & GINEKOLOGI | ECG (EKG) MACHINE | DIAGNOSTIC MED. EQUIP. (INTERMEDIATE) |  | 1 | KKM/JKN/HSA/10-05-01/H/20/175 | 5500 | 5500 | V3 | 2021-04-02 | 2021-05-22
2168 | BEMS | P1.21 | Shah Alam | JABATAN ANESTESIOLOGI | ECG (EKG) MACHINE | DIAGNOSTIC MED. EQUIP. (INTERMEDIATE) |  | 1 | KKM/JKN/HSA/10-05-01/H/20/176 | 5500 | 5500 | V3 | 2021-04-02 | 2021-05-22
2169 | BEMS | P1.21 | Shah Alam | JABATAN ORTOPEDIK | SPOT VITAL SIGN (NIBP) | DIAGNOSTIC MED. EQUIP. (INTERMEDIATE) |  | 1 | KKM/JKN/HSA/10-05-01/H/20/177 | 6500 | 6500 | V3 | 2021-04-02 | 2021-05-22
2170 | BEMS | P1.21 | Shah Alam | JABATAN PERUBATAN AM | SPOT VITAL SIGN (NIBP) | DIAGNOSTIC MED. EQUIP. (INTERMEDIATE) |  | 1 | KKM/JKN/HSA/10-05-01/H/20/179 | 6500 | 6500 | V3 | 2021-04-02 | 2021-05-22
2171 | BEMS | P1.21 | Shah Alam | JABATAN OBSTETRIK & GINEKOLOGI | SPOT VITAL SIGN (NIBP) | DIAGNOSTIC MED. EQUIP. (INTERMEDIATE) |  | 1 | KKM/JKN/HSA/10-05-01/H/20/181 | 6500 | 6500 | V3 | 2021-04-02 | 2021-05-22
2172 | BEMS | P1.21 | Shah Alam | JABATAN KECEMASAN & TRAUMA | SPOT VITAL SIGN (NIBP) | DIAGNOSTIC MED. EQUIP. (INTERMEDIATE) |  | 1 | KKM/JKN/HSA/10-05-01/H/20/182 | 6500 | 6500 | V3 | 2021-04-02 | 2021-05-22
2173 | BEMS | P1.21 | Shah Alam | JABATAN PERUBATAN AM | PATIENT MONITOR | DIAGNOSTIC MED. EQUIP. (INTERMEDIATE) |  | 1 | KKM/JKN/HSA/10-05-01/H/20/214 | 28333.34 | 28333.34 | V3 | 2021-04-02 | 2021-07-24
2174 | BEMS | P1.21 | Shah Alam | JABATAN PERUBATAN AM | PATIENT MONITOR | DIAGNOSTIC MED. EQUIP. (INTERMEDIATE) |  | 1 | KKM/JKN/HSA/10-05-01/H/20/215 | 28333.34 | 28333.34 | V3 | 2021-04-02 | 2021-07-24
2175 | BEMS | P1.21 | Shah Alam | JABATAN ANESTESIOLOGI | INFANT WARMER | THERAPEUTIC MED. EQUIP. (BASIC) |  | 1 | KKM/JKN/HSA/10-05-01/H/20/224 | 24000 | 24000 | V3 | 2021-04-02 | 2021-08-19
2176 | BEMS | P2.21 | Shah Alam | JABATAN OBSTETRIK & GINEKOLOGI | CTG MACHINE/ FETAL MONITOR TOUCH SCREEN | DIAGNOSTIC MED. EQUIP. (INTERMEDIATE) |  | 1 | KKM/JKN/HSA/10-05-01/H/21/282 | 14300 | 14300 | V3 | 2021-11-26 | 2022-09-28
2177 | BEMS | P2.21 | Shah Alam | JABATAN OBSTETRIK & GINEKOLOGI | ECG MACHINE | DIAGNOSTIC MED. EQUIP. (INTERMEDIATE) |  | 1 | KKM/JKN/HSA/10-05-01/H/21/205 | 4200 | 4200 | V3 | 2021-11-26 | 2022-08-25
2178 | BEMS | P2.21 | Shah Alam | JABATAN KECEMASAN DAN TRAUMA | ECG MACHINE | DIAGNOSTIC MED. EQUIP. (INTERMEDIATE) |  | 1 | KKM/JKN/HSA/10-05-01/H/21/264 | 12000 | 12000 | V3 | 2021-12-10 | 2022-09-09
2179 | BEMS | P2.21 | Shah Alam | JABATAN OBSTETRIK & GINEKOLOGI | PATIENT MONITORING EQUIPMENT/ VITAL SIGN | DIAGNOSTIC MED. EQUIP. (INTERMEDIATE) |  | 1 | KKM/JKN/HSA/10-05-01/H/21/207 | 5066 | 5066 | V7 | 2021-11-26 | 2023-08-05
2180 | BEMS | P2.21 | Shah Alam | JABATAN PERUBATAN AM | PATIENT MONITORING EQUIPMENT/ VITAL SIGN | DIAGNOSTIC MED. EQUIP. (INTERMEDIATE) |  | 1 | KKM/JKN/HSA/10-05-01/H/21/208 | 5066 | 5066 | V7 | 2021-11-26 | 2023-08-05
2181 | BEMS | P2.21 | Shah Alam | JABATAN KECEMASAN DAN TRAUMA | PATIENT MONITORING EQUIPMENT/ VITAL SIGN | DIAGNOSTIC MED. EQUIP. (INTERMEDIATE) |  | 1 | KKM/JKN/HSA/10-05-01/H/21/209 | 5066 | 5066 | V7 | 2021-11-26 | 2023-08-05
2182 | BEMS | P2.21 | Shah Alam | JABATAN KECEMASAN DAN TRAUMA | PATIENT MONITORING EQUIPMENT | DIAGNOSTIC MED. EQUIP. (INTERMEDIATE) |  | 1 | KKM/JKN/HSA/10-05-01/H/21/180 | 8450 | 8450 | V3 | 2021-12-10 | 2023-07-15
2183 | BEMS | P2.21 | Shah Alam | JABATAN KECEMASAN DAN TRAUMA | PATIENT MONITORING EQUIPMENT | DIAGNOSTIC MED. EQUIP. (INTERMEDIATE) |  | 1 | KKM/JKN/HSA/10-05-01/H/21/181 | 8450 | 8450 | V3 | 2021-12-10 | 2023-07-15
2184 | BEMS | P2.21 | Shah Alam | JABATAN KECEMASAN DAN TRAUMA | PATIENT MONITORING EQUIPMENT | DIAGNOSTIC MED. EQUIP. (INTERMEDIATE) |  | 1 | KKM/JKN/HSA/10-05-01/H/21/182 | 8450 | 8450 | V3 | 2021-12-10 | 2023-07-15
2185 | BEMS | P2.21 | Shah Alam | JABATAN OBSTETRIK & GINEKOLOGI | PATIENT MONITORING EQUIPMENT | DIAGNOSTIC MED. EQUIP. (INTERMEDIATE) |  | 1 | KKM/JKN/HSA/10-05-01/H/21/188 | 7300 | 7300 | V3 | 2021-11-26 | 2023-08-11
2186 | BEMS | P2.21 | Shah Alam | JABATAN OBSTETRIK & GINEKOLOGI | PATIENT MONITORING EQUIPMENT | DIAGNOSTIC MED. EQUIP. (INTERMEDIATE) |  | 1 | KKM/JKN/HSA/10-05-01/H/21/189 | 7300 | 7300 | V3 | 2021-11-26 | 2023-08-11
2187 | BEMS | P2.21 | Shah Alam | JABATAN OBSTETRIK & GINEKOLOGI | FETAL HEART MONITOR | DIAGNOSTIC MED. EQUIP. (BASIC) |  | 1 | KKM/JKN/HSA/10-05-01/R/21/111 | 850 | 850 | V3 | 2021-11-26 | 2022-08-18
2188 | BEMS | P2.21 | Shah Alam | JABATAN OBSTETRIK & GINEKOLOGI | FETAL HEART MONITOR | DIAGNOSTIC MED. EQUIP. (BASIC) |  | 1 | KKM/JKN/HSA/10-05-01/R/21/112 | 850 | 850 | V3 | 2021-11-26 | 2022-08-18
2189 | BEMS | P2.21 | Shah Alam | JABATAN BEDAH MULUT | DENTAL HANDPIECE | THERAPEUTIC MED. EQUIP. (BASIC) |  | 1 | KKM/JKN/HSA/10-05-01/R/21/106 | 680 | 680 | V3 | 2021-11-26 | 2022-08-17
2190 | BEMS | P2.21 | Shah Alam | JABATAN BEDAH MULUT | DENTAL HANDPIECE | THERAPEUTIC MED. EQUIP. (BASIC) |  | 1 | KKM/JKN/HSA/10-05-01/R/21/107 | 1800 | 1800 | V3 | 2021-11-26 | 2022-08-17
2191 | BEMS | P2.21 | Shah Alam | JABATAN ANESTESIOLOGI | VENTILATOR | THERAPEUTIC MED. EQUIP. (INTERMEDIATE) |  | 1 | KKM/JKN/HSA/10-05-01/H/21/6 | 63000 | 63000 | V6 | 2021-12-10 | 2022-04-30
2192 | BEMS | P2.21 | Shah Alam | JABATAN ANESTESIOLOGI | VENTILATOR | THERAPEUTIC MED. EQUIP. (INTERMEDIATE) |  | 1 | KKM/JKN/HSA/10-05-01/H/21/7 | 63000 | 63000 | V6 | 2021-12-10 | 2022-04-30
2193 | BEMS | P2.21 | Shah Alam | JABATAN ANESTESIOLOGI | VENTILATOR | THERAPEUTIC MED. EQUIP. (INTERMEDIATE) |  | 1 | KKM/JKN/HSA/10-05-01/H/21/8 | 63000 | 63000 | V6 | 2021-12-10 | 2022-04-30
2194 | BEMS | P2.21 | Shah Alam | JABATAN ANESTESIOLOGI | VENTILATOR | THERAPEUTIC MED. EQUIP. (INTERMEDIATE) |  | 1 | KKM/JKN/HSA/10-05-01/H/20/260 | 63000 | 63000 | V7 | 2021-12-10 | 2022-05-07
2195 | BEMS | P2.21 | Shah Alam | JABATAN ANESTESIOLOGI | VENTILATOR | THERAPEUTIC MED. EQUIP. (INTERMEDIATE) |  | 1 | KKM/JKN/HSA/10-05-01/H/20/261 | 63000 | 63000 | V7 | 2021-12-10 | 2022-05-07
2196 | BEMS | P2.21 | Shah Alam | JABATAN ANESTESIOLOGI | VENTILATOR | THERAPEUTIC MED. EQUIP. (INTERMEDIATE) |  | 1 | KKM/JKN/HSA/10-05-01/H/20/262 | 63000 | 63000 | V7 | 2021-12-10 | 2022-05-07
2197 | BEMS | P2.21 | Shah Alam | JABATAN PEDIATRIK | VENTILATOR | THERAPEUTIC MED. EQUIP. (INTERMEDIATE) |  | 1 | KKM/JKN/HSA/10-05-01/H/21/338 | 125000 | 125000 | V3 | 2021-12-10 | 2023-11-11
2198 | BEMS | P2.21 | Shah Alam | JABATAN KECEMASAN DAN TRAUMA | SYRINGE INFUSION PUMP | THERAPEUTIC MED. EQUIP. (INTERMEDIATE) |  | 1 | KKM/JKN/HSA/10-05-01/H/21/94 | 3995 | 3995 | V3 | 2021-12-08 | 2022-07-01
2199 | BEMS | P2.21 | Shah Alam | JABATAN KECEMASAN DAN TRAUMA | SYRINGE INFUSION PUMP | THERAPEUTIC MED. EQUIP. (INTERMEDIATE) |  | 1 | KKM/JKN/HSA/10-05-01/H/21/95 | 3995 | 3995 | V3 | 2021-12-08 | 2022-07-01
2200 | BEMS | P2.21 | Shah Alam | JABATAN KECEMASAN DAN TRAUMA | SYRINGE INFUSION PUMP | THERAPEUTIC MED. EQUIP. (INTERMEDIATE) |  | 1 | KKM/JKN/HSA/10-05-01/H/21/96 | 3995 | 3995 | V3 | 2021-12-08 | 2022-07-01
2201 | BEMS | P2.21 | Shah Alam | JABATAN KECEMASAN DAN TRAUMA | SYRINGE INFUSION PUMP | THERAPEUTIC MED. EQUIP. (INTERMEDIATE) |  | 1 | KKM/JKN/HSA/10-05-01/H/21/97 | 3995 | 3995 | V3 | 2021-12-08 | 2022-07-01
2202 | BEMS | P2.21 | Shah Alam | JABATAN KECEMASAN DAN TRAUMA | SYRINGE INFUSION PUMP | THERAPEUTIC MED. EQUIP. (INTERMEDIATE) |  | 1 | KKM/JKN/HSA/10-05-01/H/21/98 | 3995 | 3995 | V3 | 2021-12-08 | 2022-07-01
2203 | BEMS | P2.21 | Shah Alam | JABATAN KECEMASAN DAN TRAUMA | SYRINGE INFUSION PUMP | THERAPEUTIC MED. EQUIP. (INTERMEDIATE) |  | 1 | KKM/JKN/HSA/10-05-01/H/21/99 | 3995 | 3995 | V3 | 2021-12-08 | 2022-07-01
2204 | BEMS | P2.21 | Shah Alam | JABATAN KECEMASAN DAN TRAUMA | SYRINGE INFUSION PUMP | THERAPEUTIC MED. EQUIP. (INTERMEDIATE) |  | 1 | KKM/JKN/HSA/10-05-01/H/21/100 | 3995 | 3995 | V3 | 2021-12-08 | 2022-07-01
2205 | BEMS | P2.21 | Shah Alam | JABATAN KECEMASAN DAN TRAUMA | SYRINGE INFUSION PUMP | THERAPEUTIC MED. EQUIP. (INTERMEDIATE) |  | 1 | KKM/JKN/HSA/10-05-01/H/21/101 | 3995 | 3995 | V3 | 2021-12-08 | 2022-07-01
2206 | BEMS | P2.21 | Shah Alam | JABATAN KECEMASAN DAN TRAUMA | SYRINGE INFUSION PUMP | THERAPEUTIC MED. EQUIP. (INTERMEDIATE) |  | 1 | KKM/JKN/HSA/10-05-01/H/21/102 | 3995 | 3995 | V3 | 2021-12-08 | 2022-07-01
2207 | BEMS | P2.21 | Shah Alam | JABATAN KECEMASAN DAN TRAUMA | SYRINGE INFUSION PUMP | THERAPEUTIC MED. EQUIP. (INTERMEDIATE) |  | 1 | KKM/JKN/HSA/10-05-01/H/21/103 | 3995 | 3995 | V3 | 2021-12-08 | 2022-07-01
2208 | BEMS | P2.21 | Shah Alam | JABATAN KECEMASAN DAN TRAUMA | INFUSION PUMP | THERAPEUTIC MED. EQUIP. (INTERMEDIATE) |  | 1 | KKM/JKN/HSA/10-05-01/H/21/311 | 3450 | 3450 | V3 | 2021-12-10 | 2022-10-21
2209 | BEMS | P2.21 | Shah Alam | JABATAN KECEMASAN DAN TRAUMA | INFUSION PUMP | THERAPEUTIC MED. EQUIP. (INTERMEDIATE) |  | 1 | KKM/JKN/HSA/10-05-01/H/21/312 | 3450 | 3450 | V3 | 2021-12-10 | 2022-10-21
2210 | BEMS | P2.21 | Shah Alam | JABATAN KECEMASAN DAN TRAUMA | INFUSION PUMP | THERAPEUTIC MED. EQUIP. (INTERMEDIATE) |  | 1 | KKM/JKN/HSA/10-05-01/H/21/313 | 3450 | 3450 | V3 | 2021-12-10 | 2022-10-21
2211 | BEMS | P2.21 | Shah Alam | JABATAN KECEMASAN DAN TRAUMA | INFUSION PUMP | THERAPEUTIC MED. EQUIP. (INTERMEDIATE) |  | 1 | KKM/JKN/HSA/10-05-01/H/21/314 | 3450 | 3450 | V3 | 2021-12-10 | 2022-10-21
2212 | BEMS | P2.21 | Shah Alam | JABATAN KECEMASAN DAN TRAUMA | INFUSION PUMP | THERAPEUTIC MED. EQUIP. (INTERMEDIATE) |  | 1 | KKM/JKN/HSA/10-05-01/H/21/315 | 3450 | 3450 | V3 | 2021-12-10 | 2022-10-21
2213 | BEMS | P2.21 | Shah Alam | JABATAN KECEMASAN DAN TRAUMA | INFUSION PUMP | THERAPEUTIC MED. EQUIP. (INTERMEDIATE) |  | 1 | KKM/JKN/HSA/10-05-01/H/21/316 | 3450 | 3450 | V3 | 2021-12-10 | 2022-10-21
2214 | BEMS | P2.21 | Shah Alam | JABATAN KECEMASAN DAN TRAUMA | INFUSION PUMP | THERAPEUTIC MED. EQUIP. (INTERMEDIATE) |  | 1 | KKM/JKN/HSA/10-05-01/H/21/317 | 3450 | 3450 | V3 | 2021-12-10 | 2022-10-21
2215 | BEMS | P2.21 | Shah Alam | JABATAN KECEMASAN DAN TRAUMA | INFUSION PUMP | THERAPEUTIC MED. EQUIP. (INTERMEDIATE) |  | 1 | KKM/JKN/HSA/10-05-01/H/21/318 | 3450 | 3450 | V3 | 2021-12-10 | 2022-10-21
2216 | BEMS | P2.21 | Shah Alam | JABATAN KECEMASAN DAN TRAUMA | INFUSION PUMP | THERAPEUTIC MED. EQUIP. (INTERMEDIATE) |  | 1 | KKM/JKN/HSA/10-05-01/H/21/319 | 3450 | 3450 | V3 | 2021-12-10 | 2022-10-21
2217 | BEMS | P2.21 | Shah Alam | JABATAN KECEMASAN DAN TRAUMA | INFUSION PUMP | THERAPEUTIC MED. EQUIP. (INTERMEDIATE) |  | 1 | KKM/JKN/HSA/10-05-01/H/21/320 | 3450 | 3450 | V3 | 2021-12-10 | 2022-10-21
2218 | BEMS | P2.21 | Shah Alam | JABATAN KECEMASAN DAN TRAUMA | SYRINGE INFUSION PUMP | THERAPEUTIC MED. EQUIP. (INTERMEDIATE) |  | 1 | KKM/JKN/HSA/10-05-01/H/21/330 | 4300 | 4300 | V3 | 2021-12-14 | 2022-09-21
2219 | BEMS | P2.21 | Shah Alam | JABATAN KECEMASAN DAN TRAUMA | SYRINGE INFUSION PUMP | THERAPEUTIC MED. EQUIP. (INTERMEDIATE) |  | 1 | KKM/JKN/HSA/10-05-01/H/21/331 | 4300 | 4300 | V3 | 2021-12-14 | 2022-09-21
2220 | BEMS | P2.21 | Shah Alam | JABATAN KECEMASAN DAN TRAUMA | SYRINGE INFUSION PUMP | THERAPEUTIC MED. EQUIP. (INTERMEDIATE) |  | 1 | KKM/JKN/HSA/10-05-01/H/21/332 | 4300 | 4300 | V3 | 2021-12-14 | 2022-09-21
2221 | BEMS | P2.21 | Shah Alam | JABATAN KECEMASAN DAN TRAUMA | SYRINGE INFUSION PUMP | THERAPEUTIC MED. EQUIP. (INTERMEDIATE) |  | 1 | KKM/JKN/HSA/10-05-01/H/21/333 | 4300 | 4300 | V3 | 2021-12-10 | 2022-09-21
2222 | BEMS | P2.21 | Shah Alam | JABATAN KECEMASAN DAN TRAUMA | SYRINGE INFUSION PUMP | THERAPEUTIC MED. EQUIP. (INTERMEDIATE) |  | 1 | KKM/JKN/HSA/10-05-01/H/21/334 | 4300 | 4300 | V3 | 2021-12-10 | 2022-09-21
2223 | BEMS | P2.21 | Shah Alam | JABATAN PERUBATAN AM | BLOOD PRESSURE MONITOR | DIAGNOSTIC MED. EQUIP. (INTERMEDIATE) |  | 1 | KKM/JKN/HSA/10-05-01/R/21/93 | 338 | 338 | V3 | 2021-12-10 | N/A
2224 | BEMS | P2.21 | Shah Alam | JABATAN PERUBATAN AM | BLOOD PRESSURE MONITOR | DIAGNOSTIC MED. EQUIP. (INTERMEDIATE) |  | 1 | KKM/JKN/HSA/10-05-01/R/21/94 | 338 | 338 | V3 | 2021-12-10 | N/A
2225 | BEMS | P2.21 | Shah Alam | JABATAN PERUBATAN AM | BLOOD PRESSURE MONITOR | DIAGNOSTIC MED. EQUIP. (INTERMEDIATE) |  | 1 | KKM/JKN/HSA/10-05-01/R/21/95 | 338 | 338 | V3 | 2021-12-10 | N/A
2226 | BEMS | P2.21 | Shah Alam | JABATAN KECEMASAN DAN TRAUMA | DEFIBRILLATOR | THERAPEUTIC MED. EQUIP. (INTERMEDIATE) |  | 1 | KKM/JKN/HSA/10-05-01/H/21/289 | 5300 | 5300 | V3 | 2021-12-10 | 2022-10-06
2227 | BEMS | P2.21 | Shah Alam | JABATAN PATOLOGI | GENEXPERT | LABORATORY MED. EQUIP. (INTERMEDIATE) |  | 1 | KKM/JKN/HSA/10-05-01/H/21/326 | 5300 | 5300 | V3 | 2021-12-10 | 2023-11-08
2228 | BEMS | P2.21 | Shah Alam | JABATAN OBSTETRIK & GINEKOLOGI | INTUBATION SCOPE | DIAGNOSTIC MED. EQUIP. (INTERMEDIATE) |  | 1 | KKM/JKN/HSA/10-05-01/H/16/70 | 150900 | 150900 | V3 | 2021-12-01 | 2017-07-31
2229 | BEMS | P2.21 | Shah Alam | JABATAN OBSTETRIK & GINEKOLOGI | FETAL HEART MONITOR | DIAGNOSTIC MED. EQUIP. (BASIC) |  | 1 | KKM/JKN/HSA/10-05-01/R/15/15075 | 580 | 580 | V4 | 2021-01-01 | 2017-07-31 | 2021-12-06
2230 | BEMS | P2.21 | Shah Alam | JABATAN OBSTETRIK & GINEKOLOGI | FETAL HEART MONITOR | DIAGNOSTIC MED. EQUIP. (BASIC) |  | 1 | KKM/JKN/HSA/10-05-01/R/15/15081 | 580 | 580 | V4 | 2021-01-01 | 2017-07-31 | 2021-12-06
2231 | BEMS | P2.21 | Shah Alam | JABATAN OBSTETRIK & GINEKOLOGI | FETAL HEART MONITOR | DIAGNOSTIC MED. EQUIP. (BASIC) |  | 1 | KKM/JKN/HSA/10-05-01/R/15/15082 | 580 | 580 | V4 | 2021-01-01 | 2017-07-31 | 2021-12-06
2232 | BEMS | P2.21 | Shah Alam | JABATAN OBSTETRIK & GINEKOLOGI | FETAL HEART MONITOR | DIAGNOSTIC MED. EQUIP. (BASIC) |  | 1 | KKM/JKN/HSA/10-05-01/R/15/15088 | 580 | 580 | V4 | 2021-01-01 | 2017-07-31 | 2021-12-06
2233 | BEMS | P2.21 | Shah Alam | JABATAN OBSTETRIK & GINEKOLOGI | FETAL HEART MONITOR | DIAGNOSTIC MED. EQUIP. (BASIC) |  | 1 | KKM/JKN/HSA/10-05-01/R/15/15094 | 580 | 580 | V4 | 2021-01-01 | 2017-07-31 | 2021-12-06
2234 | BEMS | P2.21 | Shah Alam | JABATAN OBSTETRIK & GINEKOLOGI | FETAL HEART MONITOR | DIAGNOSTIC MED. EQUIP. (BASIC) |  | 1 | KKM/JKN/HSA/10-05-01/R/15/15096 | 580 | 580 | V4 | 2021-01-01 | 2017-07-31 | 2021-12-06
2235 | BEMS | P2.21 | Shah Alam | JABATAN OBSTETRIK & GINEKOLOGI | CTG MACHINE | DIAGNOSTIC MED. EQUIP. (INTERMEDIATE) |  | 1 | KKM/JKN/HSA/10-05-01/H/15/733 | 11565 | 11565 | V4 | 2021-01-01 | 2017-07-31 | 2021-12-06
2236 | BEMS | P2.21 | Shah Alam | JABATAN PEDIATRIK | MONITOR APNOEA | DIAGNOSTIC MED. EQUIP. (INTERMEDIATE) |  | 1 | KKM/JKN/HSA/10-05-01/H/15/5024 | 6957 | 6957 | V4 | 2021-01-01 | N/A | 2021-12-06
2237 | BEMS | P2.21 | Shah Alam | JABATAN KECEMASAN DAN TRAUMA | TABLE OPERATING | THERAPEUTIC MED. EQUIP. (BASIC) |  | 1 | KKM/JKN/HSA/10-05-01/H/15/1275 | 33294 | 33294 | V4 | 2021-01-01 | 2017-07-31 | 2021-12-07
2238 | BEMS | P2.21 | Shah Alam | JABATAN KECEMASAN DAN TRAUMA | TABLE OPERATING | THERAPEUTIC MED. EQUIP. (BASIC) |  | 1 | KKM/JKN/HSA/10-05-01/H/15/1271 | 61557 | 61557 | V4 | 2021-01-01 | 2017-07-31 | 2021-12-07
2239 | BEMS | P2.21 | Shah Alam | JABATAN OTORINOLARINGOLOGI | STROBOSCOPIC SET | DIAGNOSTIC MED. EQUIP. (INTERMEDIATE) |  | 1 | N/A | 215600 | 215600 | V4 | 2021-01-01 | N/A | 2021-12-06
2240 | BEMS | P2.21 | Shah Alam |  | INFUSER PRESSURE (STOK-16 UNIT) | THERAPEUTIC MED. EQUIP. (BASIC) |  | 1 |  | 9276 | 9276 | V4 | 2021-01-01 | N/A | 2021-12-07
2241 | BEMS | P2.21 | Shah Alam | JABATAN REHABILITASI | PARAFFIN BATH | THERAPEUTIC MED. EQUIP. (BASIC) |  | 1 | KKM/JKN/HSA/10-05-01/H/15/2523 | 3275 | 3275 | V4 | 2021-01-01 | 2017-07-31 | 2022-12-22

## UPTIME
|  |  |  | >5 | 5-10 | >10
Equipments | Group | Operating Hours | Operating Hours/WK (Days) | Uptime Equipment | Uptime Equipment | Uptime Equipment
|  |  |  | < 5YRS | 5-10 YRS | >10 YRS
Therapeutics
Alternating Pressure Mattress | P | 12 | 6 | 96% | 92% | 85%
Aneasthesia Units and Vaporizers | C | 24 | 7 | 99% | 95% | 88%
Aneasthesia Ventilators | C | 24 | 7 | 99% | 95% | 88%
Aspirators | C | 24 | 7 | 99% | 95% | 88%
Defibrillators | C | 24 | 7 | 99% | 95% | 88%
Dental Equipment | P | 24 | 7 | 96% | 92% | 85%
Diathermy Units | C | 24 | 7 | 99% | 95% | 88%
Electrosurgical Units | C | 24 | 7 | 99% | 95% | 88%
Heamodialysis Units | C | 24 | 7 | 99% | 95% | 88%
Humidifiers | C | 24 | 7 | 99% | 95% | 88%
Hypo/hyperthermia Units | C | 24 | 7 | 99% | 95% | 88%
Incubators | C | 24 | 7 | 99% | 95% | 88%
Infusion controllers/pumps | C | 24 | 7 | 99% | 95% | 88%
Lasers | C | 24 | 7 | 99% | 95% | 88%
Lithotripters | C | 12 | 6 | 99% | 95% | 88%
Pacemakers | C | 24 | 7 | 99% | 95% | 88%
Peritoneal Dialysis Unit | C | 24 | 7 | 99% | 95% | 88%
Phototheraphy Units | C | 24 | 7 | 99% | 95% | 88%
Radiant Warmers | P | 24 | 7 | 96% | 92% | 85%
Radiographic Dye Injection | C | 24 | 7 | 99% | 95% | 88%
Radiotheraphy Equipments | P | 12 | 6 | 96% | 92% | 85%
Resuscitators | C | 24 | 7 | 99% | 95% | 88%
Stimulators | P | 12 | 6 | 96% | 92% | 85%
Surgical Drills and Saws | C | 24 | 7 | 99% | 95% | 88%
Surgical Tables | C | 24 | 7 | 99% | 95% | 88%
Traction Units | P | 12 | 6 | 96% | 92% | 85%
Ultrasonic Nebulizers | P | 12 | 7 | 96% | 92% | 85%
Ultrasonic Therapy | P | 12 | 6 | 96% | 92% | 85%
Ventilators | C | 24 | 7 | 99% | 95% | 88%
Ambulatory ECG Recorder and Scanners | P | 24 | 7 | 96% | 92% | 85%
Apnea Monitors | C | 24 | 7 | 99% | 95% | 88%
Blood Pressure Units (Non-invasive Inversive Electronic Units) | C | 12 | 6 | 96% | 92% | 88%
Capnographs | C | 24 | 7 | 99% | 95% | 88%
Cardiac Output Units | P | 24 | 7 | 96% | 92% | 85%
Diagnostic Radiologic Imaging Units | C | 24 | 7 | 99% | 95% | 88%
Electrocardiographs | P | 12 | 6 | 96% | 92% | 85%
Electroencephalographs | P | 12 | 6 | 96% | 92% | 85%
Electromyographs | P | 12 | 6 | 96% | 92% | 85%
Electronic Thermometers | P | 12 | 6 | 96% | 92% | 85%
Endoscopes / Bronschopes (Fiber Optic) | C | 24 | 7 | 96% | 92% | 88%
Evoked Potential Units | P | 12 | 6 | 96% | 92% | 85%
Fetal Monitors | C | 24 | 7 | 99% | 95% | 88%
Nuclear Medicine Equipments | P | 24 | 7 | 96% | 92% | 85%
Oximeters | C | 24 | 7 | 99% | 95% | 88%
Oxygen Monitors and Analysers | C | 24 | 7 | 99% | 95% | 88%
Phonocardiographs | P | 12 | 6 | 96% | 92% | 85%
Physiologic Monitoring Systems and Monitors | C | 24 | 7 | 99% | 95% | 88%
Pulmonary Function Analysers | P | 12 | 6 | 99% | 92% | 85%
Surgical Lights | C | 12 | 6 | 99% | 95% | 88%
Surgical Microscopes | C | 24 | 7 | 99% | 95% | 88%
Transcutaneous O2 and CO2 monitors | C | 24 | 7 | 99% | 95% | 88%
Treadmills | P | 12 | 6 | 96% | 92% | 85%
Ultrasound Imaging Units / Systems | P | 12 | 6 | 96% | 92% | 85%
Vector Cardiographs | P | 12 | 6 | 96% | 92% | 85%
Analysers
· Amino Acid | P | 12 | 6 | 96% | 92% | 85%
· Bilirubinometers | P | 12 | 6 | 96% | 92% | 85%
· Blood Gas | P | 12 | 6 | 96% | 92% | 85%
· Calcium | P | 12 | 6 | 96% | 92% | 85%
· Clinical Chemistry | P | 12 | 6 | 96% | 92% | 85%
· Coagulation | P | 12 | 6 | 96% | 92% | 85%
· Counter, Gamma | P | 12 | 6 | 96% | 92% | 85%
· Electrolyte | P | 12 | 6 | 96% | 92% | 85%
· Immunoassay | P | 12 | 6 | 96% | 92% | 85%
· Glucose | P | 12 | 6 | 96% | 92% | 85%
· Hematology | P | 12 | 6 | 96% | 92% | 85%
· Platelet Aggregation | P | 12 | 6 | 96% | 92% | 85%
Atomic Absorption Units | P | 12 | 6 | 96% | 92% | 85%
Automatic Blood Grouping Systems | P | 12 | 6 | 96% | 92% | 85%
Automatic Microbiological Systems | P | 12 | 6 | 96% | 92% | 85%
Blood Bank centrifuges | P | 12 | 6 | 96% | 92% | 85%
Centrifuges | P | 12 | 6 | 96% | 92% | 85%
Chromatographs Gas/Liquid | P | 12 | 6 | 96% | 92% | 85%
Cytometers | P | 12 | 6 | 96% | 92% | 85%
Electrophoresis Equipment | P | 12 | 6 | 96% | 92% | 85%
Flame Photometers | P | 12 | 6 | 96% | 92% | 85%
Microscopes | P | 12 | 6 | 96% | 92% | 85%
pH Meters | P | 12 | 6 | 96% | 92% | 85%
Spectrophotometers | P | 12 | 6 | 96% | 92% | 85%

## Public Holiday
Date | Day | Holiday
2026-01-01 | Thu | New Year's Day
2026-02-01 | Sun | Thaipusam
2026-02-17 | Tue | Chinese New Year
2026-02-18 | Wed | Chinese New Year Holiday
2026-03-07 | Sat | Nuzul Al-Quran
2026-03-21 | Sat | Hari Raya Aidilfitri
2026-03-22 | Sun | Hari Raya Aidilfitri Holiday
2026-05-01 | Fri | Labour Day
2026-05-27 | Wed | Hari Raya Haji
2026-05-31 | Sun | Wesak Day
2026-06-01 | Mon | Agong's Birthday
2026-06-17 | Wed | Awal Muharram
2026-08-25 | Tue | Prophet Muhammad's Birthday
2026-08-31 | Mon | Merdeka Day
2026-09-16 | Wed | Malaysia Day
2026-11-08 | Sun | Deepavali
2026-11-09 | Mon | Deepavali Holiday
2025-12-11 | Fri | Sultan of Selangor's Birthday
2026-12-25 | Fri | Christmas Day
2026-01-01 | Thu | New Year's Day
2023-11-12 | Sun | Deepavali
2023-11-13 | Mon | Deepavali Holiday
2023-12-11 | Mon | Sultan of Selangor's Birthday
2023-12-25 | Mon | Christmas Day
2024-01-01 | Mon | New Year
2025-01-01 | Mon | New Year's Day
2024-01-25 | Thu | Thaipusam
2024-02-10 | Sat | Chinese New Year
2024-02-11 | Sun | Chinese New Year Holiday
2024-02-12 | Mon | Chinese New Year Holiday
2024-03-28 | Thu | Nuzul Al-Quran
2024-04-10 | Wed | Hari Raya Aidilfitri
2024-04-11 | Thu | Hari Raya Aidilfitri Holiday
2024-05-01 | Wed | Labour Day
2024-05-22 | Wed | Wesak Day
2024-06-03 | Mon | Agong's Birthday
2024-06-17 | Mon | Hari Raya Haji
2024-07-07 | Sun | Awal Muharram
2024-07-08 | Mon | Awal Muharram Holiday
2024-08-31 | Sat | Merdeka Day
2024-09-16 | Mon | Prophet Muhammad's Birthday
2024-09-16 | Mon | Malaysia Day
2024-10-31 | Thu | Deepavali
2024-12-11 | Wed | Sultan of Selangor's Birthday
2024-12-25 | Wed | Christmas Day

## KDI (hidden)
Indicator No. | Indicator | Frequency of Deduction | Biomedical Equipment Purchase Cost (RM) |  | Deduction Range Value (RM) |  | Maximum Demerit Point per Work Order
|  |  | From | To
B.1 | The Company shall respond to the request within the specified time frame | Per event | 0.00 5,000.00 10,000.00 15,000.00 20,000.00 25,000.00 30,000.00 35,000.00 40,000.00 > 45,000.00 | 4,999.99 9,999.99 14,999.99 19,999.99 24,999.99 29,999.99 34,999.99 39,999.99 44,999.99 | 10.00 20.00 30.00 40.00 50.00 60.00 70.00 80.00 90.00 100.00 |  | 1
B.2 | The Company shall carry out repairs to restore faulty medical equipment to a specified condition when it fails to function as per manufacturer’s specification within seven (7) working days. | Per day | 0.00 5,000.00 10,000.00 15,000.00 20,000.00 25,000.00 30,000.00 35,000.00 40,000.00 > 45,000.00 | 4,999.99 9,999.99 14,999.99 19,999.99 24,999.99 29,999.99 34,999.99 39,999.99 44,999.99 | 10.00 20.00 30.00 40.00 50.00 60.00 70.00 80.00 90.00 100.00 |  | Number of working days for the month
B.3 | The Company shall carry out scheduled maintenance as per schedule in accordance to the procedure as specified in Agreement. Scheduled maintenance shall include complete safety and performance tests. | Per event | 0.00 5,000.00 10,000.00 15,000.00 20,000.00 25,000.00 30,000.00 35,000.00 40,000.00 45,000.00 | 4,999.99 9,999.99 14,999.99 19,999.99 24,999.99 29,999.99 34,999.99 39,999.99 44,999.99 49,999.99 | 10.00 20.00 30.00 40.00 50.00 60.00 70.00 80.00 90.00 100.00 |  | 1
For every RM 5,000 increment of equipment cost, an increase of RM10 will be applied subsequently
B.4 | The Company shall ensure biomedical equipment meets the uptime target as set in the Agreement. | Per event |  |  | 1st level of Uptime Target (TRKPI) | 2nd level of Uptime Target (80%) | 2
|  |  | 0.00 5,000.00 10,000.00 15,000.00 20,000.00 25,000.00 30,000.00 35,000.00 40,000.00 45,000.00 | 4,999.99 9,999.99 14,999.99 19,999.99 24,999.99 29,999.99 34,999.99 39,999.99 44,999.99 49,999.99 | 10.00 20.00 30.00 40.00 50.00 60.00 70.00 80.00 90.00 100.00 | 20.00 40.00 60.00 80.00 100.00 120.00 140.00 160.00 180.00 200.00
For every RM 5,000 increment of equipment cost, an increase of RM10 will be applied subsequently for 1st Uptime Target and an increase of RM20 for 2nd Uptime Target will be applied subsequently
B.5 | The Company shall attend and witness T&C and manage biomedical equipment within the warranty period. | Per event | 0.00 5,000.00 10,000.00 15,000.00 20,000.00 25,000.00 30,000.00 35,000.00 40,000.00 45,000.00 | 4,999.99 9,999.99 14,999.99 19,999.99 24,999.99 29,999.99 34,999.99 39,999.99 44,999.99 49,999.99 | 10.00 20.00 30.00 40.00 50.00 60.00 70.00 80.00 90.00 100.00 |  | 1
For every RM 5,000 increment of equipment cost, an increase of RM10 will be applied subsequently

## KDI 2
Indicator No. | Indicator | Frequency of Deduction | Biomedical Equipment Purchase Cost (RM) |  | Deduction Range Value (RM) |  | Maximum Demerit Point per Work Order
|  |  | From | To
B.1 | The Company shall respond to the request within the specified time frame | Per event | 0.00 5,000.00 10,000.00 15,000.00 20,000.00 25,000.00 30,000.00 35,000.00 40,000.00 > 45,000.00 | 4,999.99 9,999.99 14,999.99 19,999.99 24,999.99 29,999.99 34,999.99 39,999.99 44,999.99 | 10.00 20.00 30.00 40.00 50.00 60.00 70.00 80.00 90.00 100.00 |  | 1
B.2 | The Company shall carry out repairs to restore faulty medical equipment to a specified condition when it fails to function as per manufacturer’s specification within seven (7) working days. | Per day | 0.00 5,000.00 10,000.00 15,000.00 20,000.00 25,000.00 30,000.00 35,000.00 40,000.00 > 45,000.00 | 4,999.99 9,999.99 14,999.99 19,999.99 24,999.99 29,999.99 34,999.99 39,999.99 44,999.99 | 10.00 20.00 30.00 40.00 50.00 60.00 70.00 80.00 90.00 100.00 |  | Number of working days for the month
B.3 | The Company shall carry out scheduled maintenance as per schedule in accordance to the procedure as specified in Agreement. Scheduled maintenance shall include complete safety and performance tests. | Per event | 0.00 5,000.00 10,000.00 15,000.00 20,000.00 25,000.00 30,000.00 35,000.00 40,000.00 45,000.00 | 4,999.99 9,999.99 14,999.99 19,999.99 24,999.99 29,999.99 34,999.99 39,999.99 44,999.99 49,999.99 | 10.00 20.00 30.00 40.00 50.00 60.00 70.00 80.00 90.00 100.00 |  | 1
For every RM 5,000 increment of equipment cost, an increase of RM10 will be applied subsequently
B.4 | The Company shall ensure biomedical equipment meets the uptime target as set in the Agreement. | Per event |  |  | 1st level of Uptime Target (TRKPI) | 2nd level of Uptime Target (80%) | 2
|  |  | 0.00 5,000.00 10,000.00 15,000.00 20,000.00 25,000.00 30,000.00 35,000.00 40,000.00 45,000.00 | 4,999.99 9,999.99 14,999.99 19,999.99 24,999.99 29,999.99 34,999.99 39,999.99 44,999.99 49,999.99 | 10.00 20.00 30.00 40.00 50.00 60.00 70.00 80.00 90.00 100.00 | 20.00 40.00 60.00 80.00 100.00 120.00 140.00 160.00 180.00 200.00
For every RM 5,000 increment of equipment cost, an increase of RM10 will be applied subsequently for 1st Uptime Target and an increase of RM20 for 2nd Uptime Target will be applied subsequently
B.5 | The Company shall attend and witness T&C and manage biomedical equipment within the warranty period. | Per event | 0.00 5,000.00 10,000.00 15,000.00 20,000.00 25,000.00 30,000.00 35,000.00 40,000.00 45,000.00 | 4,999.99 9,999.99 14,999.99 19,999.99 24,999.99 29,999.99 34,999.99 39,999.99 44,999.99 49,999.99 | 10.00 20.00 30.00 40.00 50.00 60.00 70.00 80.00 90.00 100.00 |  | 1
For every RM 5,000 increment of equipment cost, an increase of RM10 will be applied subsequently

## BEMSdar
MINISTRY OF HEALTH
Deduction Mapping Report Biomedical Engineering Maintenance Services (BEMS)
|  |  | HOSPITAL NAME : | HOSPITAL SHAH ALAM | State: | SELANGOR
|  |  | MONTH/YEAR : | 2026-01-01 | Company: | Ambang Wira Sdn Bhd
|  |  | Monthly Service Fee (RM): | 278809.58
|  |  | Monthly Service Fee for BEMS (RM) @ 97.5%: | 271839.3405
|  |  | Monthly Service Fee for FMS (RM) @ 2.5%: | 6970.2395
No | Key Deduction Indicators |  |  |  | Frequency |  | Deduction Value (RM) | Deduction % | Performance Level (%)
B.1 | All service requests shall be responded by the Company’s trained technical personal within the timeframe as stipulated in the Agreement. |  |  |  | Per event |  | 0 | 0 | 100
B.2 | All unscheduled maintenance works including relevant maintenance calibration, safety tests and functional checks shall be completed within seven (7) working days. |  |  |  | Per day |  | 4610 | 1.6959 | 98.3041
B.3 | Scheduled maintenance shall be carried out as per schedule and according to the procedure as specified in the Agreement. Scheduled maintenance shall include complete safety and performance tests. |  |  |  | Per event |  | 0 | 0 | 100
B.4 | All biomedical equipment shall be functioning and maintained to ensure uptime target as specified in the TRKPI are met. |  |  |  | Per event |  | 620 | 0.22808 | 99.7719
B.5 | T&C and Warranty Management of newly introduced biomedical shall be managed and performed according to the Agreement and related acts, standards and regulations. |  |  |  | Per event |  | 0 | 0 | 100
Total | [6 empty] | 5230 | 1.8758 | 98.1242
|  | Prepared by: |  |  | Verified by:
|  | NOR JALILAH BINTI JUMAHAT |  |  | MOHD SALLEH B. MAT SAHAT
|  | Head of BEMS |  |  | Facility Manager
|  | Ambang Wira Sdn Bhd- Hospital Shah Alam |  |  | Ambang Wira Sdn Bhd- Hospital Shah Alam
|  | Date: |  |  | Date:

## B1-RESPONSE & B2-REPAIR
MINISTRY OF HEALTH
Deduction Mapping Report Biomedical Engineering Maintenance Services (BEMS)
INDICATOR B.1 RESPONSE TIME & B.2 REPAIR TIME
| HOSPITAL NAME : | HOSPITAL SHAH ALAM | [8 empty] | FIRST DATE OF THE MONTH : |  | 2026-01-01
| STATE : | SELANGOR | [8 empty] | LAST DATE OF THE MONTH : |  | 2026-01-31
| COMPANY : | AMBANG WIRA SDN BHD | [8 empty] | BEMS MONTHLY FEE (RM) @ 97.5% : |  | 271839.3405 |  | 271839.3405
| MONTH/YEAR : | 2026-01-01 | [8 empty] | FMS MONTHLY FEE (RM) @ 2.5% : |  | 6970.2395 |  | 6970.2395
Notes:
1) Deduction Ringgit Equivalent is based on Appendix 11 of the Agreement, Section B3 Key Deduction Indicators for BEMS
2) Deduction Value for Indicator B.1 is Deduction Ringgit Equivalent (per event)
3) Total Repair Time includes weekend & public holiday
4) Demerit Point for Indicator B.2 is calculated based on completion date against request date, less by 7 working days
5) Deduction Value for Indicator B.2 is Demerit Point multiply by Deduction Ringgit Equivalent
No | Asset No | Asset Description | Asset Purchase Price (RM) | Work Order No. | User Location | Work Order/ Complaint Details | Response Category (Emergency/ Normal) | Total Response Time (minutes) | Work Request Date | Work Completion Date | Deduction Ringgit Equivalent (RM) | Indicator B.1 |  |  | Indicator B.2
[12 empty] | Validate Status (Y/N) | Deduction Value (RM) | Remarks/ Exemption | Validate Status (Y/N) | Total Repair Time (day) | Last date of 7 working days (dd/mm/yy) | Demerit Point | Deduction Value (RM) | Remarks/ Exemption
Current Month (Work Order Closed)
1 | KKM/JKN/HSA/10-05-01/H/21/202 | VENTILATOR | 60000 | HSASWIBE26000003 | Jabatan Kecemasan & Trauma (ED) | VENTILATOR TIDAK BERFUNGSI DENGAN BAIK DI RESAS ED | Normal | 0 days, 0 hrs, 29 mins | 2026-01-01 | 2026-01-01 | 100 | N | 0 |  | N | 1 | 2026-01-12 | 0 | 0 | BD
2 | H/18/4 | HUMIDIFIER | 0 | HSASWIBE26000022 | WAD 12 (Paediatric Ward) | VENTILATOR TIDAK BOLEH ON-EVO (18/4) DI WAD 12 | Normal | 0 days, 1 hrs, 20 mins | 2026-01-02 | 2026-01-02 | 0 | N | 0 |  | N | 1 | 2026-01-13 | 0 | 0 | BD ASET NOT IN CONTRACT
3 | KKM/JKN/HSA/10-05-01/H/21/141 | INFANT VENTILATOR | 26000 | HSASWIBE26000023 | WAD 12 (Paediatric Ward) | INFANT VENTILATOR (H/21/141)-OXYGENT CONNECTOR PATAH DI WAD 12 | Normal | 0 days, 0 hrs, 25 mins | 2026-01-02 | 2026-01-02 | 60 | N | 0 |  | N | 1 | 2026-01-13 | 0 | 0 | BD
4 | KKM/JKN/HSA/10-05-01/H/15/643 | SYRINGE INFUSION PUMP | 4300 | HSASWIBE26000060 | Unit Rawatan Koronari (CCU) | SYRINGE INFUSION PUMP TIDAK BERFUNGSI DENGAN BAIK DI CCU (H/15/643) | Normal | 0 days, 0 hrs, 37 mins | 2026-01-02 | 2026-01-02 | 10 | N | 0 |  | N | 1 | 2026-01-13 | 0 | 0 | BD
5 | KKM/JKN/HSA/10-05-01/H/15/949 | PATIENT MONITOR | 31000 | HSASWIBE26000067 | Unit Rawatan Koronari (CCU) | CABLE ECG TIDAK BERFUNGSI DENGAN BAIK DI CCU | Normal | 0 days, 0 hrs, 44 mins | 2026-01-03 | 2026-01-03 | 70 | N | 0 |  | N | 1 | 2026-01-13 | 0 | 0 | BD
6 | KKM/JKN/HSA/10-05-01/H/15/315 | VENTILATOR | 50000 | HSASWIBE26000070 | High Dependency Ward (HDW) | VENTILATOR (H/15/315): VENTILATOR ON/OFF DI BILIK VENTILATOR HDW | Normal | 0 days, 0 hrs, 32 mins | 2026-01-03 | 2026-01-03 | 100 | N | 0 |  | N | 1 | 2026-01-13 | 0 | 0 | BD
7 | KKM/JKN/HSA/10-05-01/H/15/1616 | INFANT VENTILATOR | 64000 | HSASWIBE26000074 | Unit Rawatan Rapi Neonatal (NICU) | INFANT VENTILATOR (H/15/1616): SENSOR OXYGEN TIDAK BERFUNGSI DENGAN BAIK DI RHU NICU | Normal | 0 days, 0 hrs, 24 mins | 2026-01-03 | 2026-01-03 | 100 | N | 0 |  | N | 1 | 2026-01-13 | 0 | 0 | BD
8 | KKM/JKN/HSA/10-05-01/H/15/546 | INFANT WARMER (RADIANT) | 10000 | HSASWIBE26000084 | Unit Rawatan Rapi Neonatal (NICU) | INFANT WARMER (H/15/546): BUTTON WARMER TIDAK BERFUNGSI DENGAN BAIK DI NICU | Normal | 0 days, 0 hrs, 25 mins | 2026-01-04 | 2026-01-04 | 30 | N | 0 |  | N | 1 | 2026-01-13 | 0 | 0 | BD
9 | HSAS10065 | MONITOR MODULAR 8-CH ECG/RR/NIBP/SPO2/2TEMP/2IBP | 32900 | HSASWIBE26000085 | Dewan Bedah Utama (GOT) | CABLE ECG TIDAK BERFUNGSI DENGAN BAIK DI KATIL 1 CCU | Normal | 0 days, 0 hrs, 28 mins | 2026-01-04 | 2026-01-04 | 70 | N | 0 |  | N | 1 | 2026-01-13 | 0 | 0 | BD
10 | H/22/119 | PATIENT MONITOR | 0 | HSASWIBE26000102 | Unit Kesihatan Awam/Pendidikan Kesihatan | (H/22/119) : BP MESIN TIDAK BERFUNGSI DENGAN BAIK UKA | Normal | 0 days, 0 hrs, 14 mins | 2026-01-05 | 2026-01-05 | 0 | N | 0 |  | N | 1 | 2026-01-14 | 0 | 0 | BD ASET NOT IN CONTRACT
11 | KKM/JKN/HSA/10-05-01/R/15/6988 | CENTRAL MONITORING SYSTEM | 1650 | HSASWIBE26000129 | Unit Rawatan Koronari (CCU) | CENTRAL MONITORING SYSTEM (R/15/6988): MESIN TIDAK BOLEH ON DI CCU | Normal | 0 days, 0 hrs, 02 mins | 2026-01-05 | 2026-01-05 | 10 | N | 0 |  | N | 1 | 2026-01-14 | 0 | 0 | BD
12 | KKM/JKN/HSA/10-05-01/H/15/1082 | PHOTOTHERAPY MACHINE (LAMP) | 6000 | HSASWIBE26000133 | WAD 8A (Wad Obstetrik & Ginekologi 8A) | PHOTOTHERAY MACHINE (H/15/1082): PHOTO LIGHT TIDAK MENYALA DI WAD 8A | Normal | 0 days, 0 hrs, 30 mins | 2026-01-05 | 2026-01-26 | 20 | N | 0 |  | N | 22 | 2026-01-14 | 0 | 0 | BD
13 | KKM/JKN/HSA/10-05-01/H/15/4292 | PATIENT MONITOR | 32900 | HSASWIBE26000136 | Unit Rawatan Rapi (ICU) | PATIENT MONIORING EQUIPMENT (H/15/4292)- CABLE ECG TIDAK BERFUNGSI DENGAN BAIK DI ICU | Normal | 0 days, 0 hrs, 14 mins | 2026-01-05 | 2026-01-05 | 70 | N | 0 |  | N | 1 | 2026-01-14 | 0 | 0 | BD
14 | KKM/JKN/HSA/10-05-01/H/15/1638 | MESIN HEMODIALYSIS | 36300 | HSASWIBE26000158 | Unit Hemodialisis (HDU) | PUMP MESIN HEMO TIDAK BERFUNGSI DENGAN BAIK DI BAY 1 UNIT HEMODIALISIS (H/15/1638) | Normal | 0 days, 0 hrs, 02 mins | 2026-01-06 | 2026-01-16 | 80 | N | 0 |  | N | 11 | 2026-01-15 | 0 | 0 | BD
15 | KKM/JKN/HSA/10-05-01/H/15/4874 | GENERAL X-RAY | 416000 | HSASWIBE26000226 | Jabatan Pengimejan & Diagnostik | LAMPU COLIMETER TIDAK MENYALA DI BILIK 3 XRAY (H/15/4874) | Normal | 0 days, 0 hrs, 49 mins | 2026-01-07 | 2026-01-07 | 100 | N | 0 |  | N | 1 | 2026-01-16 | 0 | 0 | BD
16 | KKM/JKN/HSA/10-05-01/H/15/4873 | GENERAL X-RAY | 416000 | HSASWIBE26000239 | Jabatan Pengimejan & Diagnostik | MESIN XRAY TIDAK BERFUNGSI DENGAN BAIK DI BILIK 1 XRAY | Normal | 0 days, 0 hrs, 14 mins | 2026-01-07 | 2026-01-07 | 100 | N | 0 |  | N | 1 | 2026-01-16 | 0 | 0 | BD
17 | KKM/JKN/HSA/10-05-01/H/16/69 | FUNDUS CAMERA | 99000 | HSASWIBE26000264 | Klinik Oftalmologi (OPHTHAL CLINIC) | MESIN FUNDUS CAMERA TIDAK BERFUNGSI DENGAN BAIK DI BILIK 3 KLINIK OFTAL (H/16/69) | Normal | 0 days, 0 hrs, 30 mins | 2026-01-07 | 2026-01-07 | 100 | N | 0 |  | N | 1 | 2026-01-16 | 0 | 0 | BD
18 | KKM/JKN/HSA/10-05-01/H/15/2533 | X-RAY C-ARM 9" | 210000 | HSASWIBE26000314 | Dewan Bedah Utama (GOT) | MOBILE XRAY TIDAK BERFUNGSI DENGAN BAIK (LEHER C ARM TIDAK BOLEH KEDEPAN) DI OT 1 GOT (H/15/2533) | Normal | 0 days, 0 hrs, 25 mins | 2026-01-07 | 2026-01-07 | 100 | N | 0 |  | N | 1 | 2026-01-16 | 0 | 0 | BD
19 | KKM/JKN/HSA/10-05-01/H/15/1068 | Phototherapy Units, Visible Light, Hyperbilirubinemia | 6000 | HSASWIBE26000334 | Unit Rawatan Rapi Neonatal (NICU) | MESIN FOTOTERAPI WAYAR PLUG MELETUP DI ACN NICU | Normal | 0 days, 0 hrs, 13 mins | 2026-01-07 | 2026-01-07 | 20 | N | 0 |  | N | 1 | 2026-01-15 | 0 | 0 | BD
20 | KKM/JKN/HSA/10-05-01/H/15/2097 | PATIENT MONITORING EQUIP.(AUTOMATIC MULTIPARAMETER) | 9000 | HSASWIBE26000736 | Jabatan Kecemasan & Trauma (ED) | MESIN BP CUFF TIDAK DAPAT DETECT DI BED 2 REDZONE ED (H/15/2097) | Normal | 0 days, 0 hrs, 25 mins | 2026-01-07 | 2026-01-07 | 20 | N | 0 |  | N | 1 | 2026-01-16 | 0 | 0 | BD
21 | KKM/JKN/HSA/10-05-01/H/15/301 | VENTILATOR | 50000 | HSASWIBE26000739 | Unit Rawatan Rapi (ICU) | VENTILATOR DRAGGER TIDAK BERFUNGSI DI REDZONE ED (H/15/301) | Normal | 0 days, 0 hrs, 11 mins | 2026-01-07 | 2026-01-07 | 100 | N | 0 |  | N | 1 | 2026-01-16 | 0 | 0 | BD
22 | KKM/JKN/HSA/10-05-01/H/15/1639 | MESIN HEMODIALYSIS | 36300 | HSASWIBE26000749 | Unit Hemodialisis (HDU) | MESIN HEMODIALSIS TIDAK BERFUNGSI DENGAN BAIK HEMODIALSIS (H/15/1639) | Normal | 0 days, 0 hrs, 25 mins | 2026-01-08 | 2026-01-08 | 80 | N | 0 |  | N | 1 | 2026-01-19 | 0 | 0 | BD
23 | KKM/JKN/HSA/10-05-01/H/17/4 | ULTRASOUND SCANNER/MINDRAY M9 | 198800 | HSASWIBE26001277 | Jabatan Kecemasan & Trauma (ED) | MESIN ULTRASOUND TIDAK BERFUNGSI DI REDZONE (H/17/4) | Normal | 0 days, 1 hrs, 15 mins | 2026-01-09 | 2026-01-09 | 100 | N | 0 |  | N | 1 | 2026-01-20 | 0 | 0 | BD
24 | KKM/JKN/HSA/10-05-01/H/15/2120 | PATIENT MONITORING EQUIP.(AUTOMATIC MULTIPARAMETER) | 9000 | HSASWIBE26001347 | Dewan Bersalin (LDU) | power cord faulty di bilik 6 ldu | Normal | 0 days, 0 hrs, 01 mins | 2026-01-09 | 2026-01-09 | 20 | N | 0 |  | N | 1 | 2026-01-20 | 0 | 0 | BD
25 | KKM/JKN/HSA/10-05-01/H/15/2097 | PATIENT MONITORING EQUIP.(AUTOMATIC MULTIPARAMETER) | 9000 | HSASWIBE26002033 | Jabatan Kecemasan & Trauma (ED) | PATIENT MONITORING EQUIPMENT(H/15/2097): MESIN BP TIDAK BOLEH PUMP DI KATIL 2 REDZONE ED | Normal | 0 days, 0 hrs, 23 mins | 2026-01-10 | 2026-01-12 | 20 | N | 0 |  | N | 3 | 2026-01-20 | 0 | 0 | BD
26 | HSAS 10138 | RO Water Storage Tank | 43000 | HSASWIBE26002284 | Unit Hemodialisis (HDU) | MESIN RO WATER BERBUNYI DI HDU | Normal | 0 days, 0 hrs, 29 mins | 2026-01-10 | 2026-01-10 | 90 | N | 0 |  | N | 1 | 2026-01-20 | 0 | 0 | BD
27 | KKM/JKN/HSA/10-05-01/H/15/1608 | INFANT VENTILATOR | 53000 | HSASWIBE26002285 | Unit Rawatan Rapi Neonatal (NICU) | VENTILATOR TIDAK BOLEH CALIBRATE DI RHU NICU | Normal | 0 days, 0 hrs, 04 mins | 2026-01-10 | 2026-01-10 | 100 | N | 0 |  | N | 1 | 2026-01-20 | 0 | 0 | BD
28 | KKM/JKN/HSA/10-05-01/H/17/1 | ECG (EKG) MACHINE/ECG 1200G | 9500 | HSASWIBE26002307 | Jabatan Kecemasan & Trauma (ED) | MESIN ECG TIDAK DAPAT DETECT BACAAN DI KAUNTER TRIAGE ED (H/17/1) | Normal | 0 days, 0 hrs, 32 mins | 2026-01-12 | 2026-01-12 | 20 | N | 0 |  | N | 1 | 2026-01-21 | 0 | 0 | BD
29 | KKM/JKN/HSA/10-05-01/H/15/2135 | PATIENT MONITORING EQUIP.(AUTOMATIC MULTIPARAMETER) | 9000 | HSASWIBE26002318 | WAD 10B (Wad Perubatan Perempuan 10B) | 5 UNIT RODA MESIN VITAL SIGN STUCK DI BILIK TREATMENT WAD 10B (H/15/2135) | Normal | 0 days, 0 hrs, 03 mins | 2026-01-12 | 2026-01-16 | 20 | N | 0 |  | N | 5 | 2026-01-21 | 0 | 0 | BD
30 | KKM/JKN/HSA/10-05-01/H/21/107 | INFANT VENTILATOR | 55000 | HSASWIBE26002324 | Unit Rawatan Rapi Neonatal (NICU) | MESIN INFANT VENTILATOR: OXYGEN SENSOR DI NICU (H/21/107) | Normal | 0 days, 0 hrs, 05 mins | 2026-01-12 | 2026-01-12 | 100 | N | 0 |  | N | 1 | 2026-01-21 | 0 | 0 | BD
31 | KKM/JKN/HSA/10-05-01/H/15/4345 | TONOMETER | 39000 | HSASWIBE26002333 | Klinik Oftalmologi (OPHTHAL CLINIC) | 1 UNIT RODA MESIN AIRPUFF PECAH DI BILIK 1 KLINIK MATA | Normal | 0 days, 0 hrs, 12 mins | 2026-01-12 | 2026-01-12 | 80 | N | 0 |  | N | 1 | 2026-01-21 | 0 | 0 | BD
32 | KKM/JKN/HSA/10-05-01/H/15/2544 | COMPUTED TOMOGRAPHY | 2100000 | HSASWIBE26002704 | Jabatan Pengimejan & Diagnostik | MESIN CT SCAN TIDAK BERFUNGSI DENGAN BAIK DI BILIK CT SCAN XRAY | Normal | 0 days, 0 hrs, 32 mins | 2026-01-13 | 2026-01-13 | 100 | N | 0 |  | N | 1 | 2026-01-22 | 0 | 0 | BD
33 | KKM/JKN/HSA/10-05-01/H/15/1124 | DENTAL CHAIR | 69000 | HSASWIBE26002735 | Klinik Bedah Mulut & Klinik Pergigian Pediatrik | DENTAL CHAIR LEAKING DI BILIK 11 KLINIK DENTAL (H/15/1124) | Normal | 0 days, 0 hrs, 23 mins | 2026-01-13 | 2026-01-13 | 100 | N | 0 |  | N | 1 | 2026-01-22 | 0 | 0 | BD
34 | KKM/JKN/HSA/10-05-01/H/15/5308 | MONITOR MODULAR 8-CH ECG/RR/NIBP/SP02/2TEMP/2IBP | 32900 | HSASWIBE26002736 | Dewan Bedah Utama (GOT) | CLIP SPO2 TERCABUT DI BILIK 3 WAD HDW | Normal | 0 days, 0 hrs, 09 mins | 2026-01-13 | 2026-01-13 | 70 | N | 0 |  | N | 1 | 2026-01-22 | 0 | 0 | BD
35 | KKM/JKN/HSA/10-05-01/H/15/4873 | GENERAL X-RAY | 416000 | HSASWIBE26002745 | Jabatan Pengimejan & Diagnostik | MESIN XRAY TIDAK BERFUNGSI DI BILIK 1 XRAY | Normal | 0 days, 0 hrs, 12 mins | 2026-01-13 | 2026-01-13 | 100 | N | 0 |  | N | 1 | 2026-01-22 | 0 | 0 | BD
36 | KKM/JKN/HSA/10-05-01/H/15/2139 | PATIENT MONITORING EQUIP.(AUTOMATIC MULTIPARAMETER) | 9000 | HSASWIBE26002863 | WAD 8A (Wad Obstetrik & Ginekologi 8A) | battery faulty di kaunter tengah wad 8A (H/15/2139) | Normal | 0 days, 0 hrs, 08 mins | 2026-01-13 | 2026-01-13 | 20 | N | 0 |  | N | 1 | 2026-01-22 | 0 | 0 | BD
37 | KKM/JKN/HSA/10-05-01/H/15/2131 | PATIENT MONITORING EQUIP.(AUTOMATIC MULTIPARAMETER) | 9000 | HSASWIBE26002944 | WAD 10A (Wad Perubatan Lelaki 10A) | SPO2 TIDAK BERFUNGSI DENGAN BAIK DI WAD 10A (H/15/2131) | Normal | 0 days, 0 hrs, 12 mins | 2026-01-14 | 2026-01-14 | 20 | N | 0 |  | N | 1 | 2026-01-23 | 0 | 0 | BD
38 | KKM/JKN/HSA/10-05-01/H/15/2145 | PATIENT MONITORING EQUIP.(AUTOMATIC MULTIPARAMETER) | 9000 | HSASWIBE26002946 | WAD 11 (Orthopaedic Ward) | SPO2 TIDAK BOLEH DETECT DI KUBIKEL 9 WAD 10A | Normal | 0 days, 1 hrs, 23 mins | 2026-01-14 | 2026-01-14 | 20 | N | 0 |  | N | 1 | 2026-01-23 | 0 | 0 | BD
39 | KKM/JKN/HSA/10-05-01/H/15/5008 | MONITOR MODULAR 8-CH ECG/RR/NIBP/SPO2/2TEMP/2IBP | 32900 | HSASWIBE26002951 | Jabatan Kecemasan & Trauma (ED) | SPO2(H/15/500802):SPO2 PROBE PUTUS DI KATIL 2 REDZONE ED | Normal | 0 days, 0 hrs, 59 mins | 2026-01-14 | 2026-01-14 | 70 | N | 0 |  | N | 1 | 2026-01-23 | 0 | 0 | BD
40 | KKM/JKN/HSA/10-05-01/H/15/2087 | PATIENT MONITORING EQUIP.(AUTOMATIC MULTIPARAMETER) | 9000 | HSASWIBE26003094 | Jabatan Kecemasan & Trauma (ED) | SPO2 PROB TIDAK BERFUNGSI DENGAN BAIK DI BED 3 REDZONE ED | Normal | 0 days, 0 hrs, 24 mins | 2026-01-14 | 2026-01-14 | 20 | N | 0 |  | N | 1 | 2026-01-23 | 0 | 0 | BD
41 | KKM/JKN/HSA/10-05-01/H/15/3685 | DEFIBRILLATOR | 14250 | HSASWIBE26003610 | Wad 13 (VIP) | CARDIAC MONITOR TIDAK BERFUNGSI DI KAUNTER NURSE WAD 13 (HSAS 12811) | Normal | 0 days, 0 hrs, 46 mins | 2026-01-15 | 2026-01-15 | 30 | N | 0 |  | N | 1 | 2026-01-26 | 0 | 0 | BD
42 | KKM/JKN/HSA/10-05-01/H/15/677 | SYRINGE INFUSION PUMP | 4300 | HSASWIBE26003619 | High Dependency Ward (HDW) | SYRINGE INFUSION PUMP (H/15/677): SYRINGE PUMP FAULT ALARM SENSOR DI KAUNTER ICU | Normal | 0 days, 0 hrs, 19 mins | 2026-01-15 | 2026-01-16 | 10 | N | 0 |  | N | 2 | 2026-01-26 | 0 | 0 | BD
43 | KKM/JKN/HSA/10-05-01/H/15/698 | SYRINGE INFUSION PUMP | 4300 | HSASWIBE26003620 | Unit Rawatan Rapi (ICU) | SYRINGE INFUSION PUMP (H/15/698): SYRINGE PUMP FAULT ALARM SENSOR DI KAUNTER ICU | Normal | 0 days, 0 hrs, 16 mins | 2026-01-15 | 2026-01-15 | 10 | N | 0 |  | N | 1 | 2026-01-26 | 0 | 0 | BD
44 | KKM/JKN/HSA/10-05-01/H/15/580 | PATIENT MONITORING EQUIP.(AUTOMATIC MULTIPARAMETER) | 15500 | HSASWIBE26003655 | Unit Rawatan Rapi (ICU) | PATIENT MONITORING EQP (H/15/580): BATTERY TIDAK BERFUNGSI DENGAN BAIK DI RHU | Normal | 0 days, 0 hrs, 28 mins | 2026-01-16 | 2026-01-16 | 40 | N | 0 |  | N | 1 | 2026-01-27 | 0 | 0 | BD
45 | KKM/JKN/HSA/10-05-01/H/15/5311 | MONITOR MODULAR 8-CH ECG/RR/NIBP/SP02/2TEMP/2IBP | 32900 | HSASWIBE26003657 | Dewan Bedah Utama (GOT) | SPO2 CABLE TIDAK BERFUNGSI DENGAN BAIK DI KATIL 2 HDW | Normal | 0 days, 0 hrs, 21 mins | 2026-01-16 | 2026-01-16 | 70 | N | 0 |  | N | 1 | 2026-01-27 | 0 | 0 | BD
46 | KKM/JKN/HSA/10-05-01/H/15/5293 | MONITOR MODULAR 8-CH ECG/RR/NIBP/SP02/2TEMP/2IBP | 32900 | HSASWIBE26003658 | Dewan Bedah Utama (GOT) | (H/15/5290):SPO2 PROBE TIDAK BERFUNGSI DENGAN BAIK DI HDW | Normal | 0 days, 0 hrs, 12 mins | 2026-01-16 | 2026-01-16 | 70 | N | 0 |  | N | 1 | 2026-01-27 | 0 | 0 | BD
47 | KKM/JKN/HSA/10-05-01/H/15/5291 | MONITOR MODULAR 8-CH ECG/RR/NIBP/SP02/2TEMP/2IBP | 32900 | HSASWIBE26003659 | Dewan Bedah Utama (GOT) | (H/15/5291):SPO2 PROBE TIDAK BERFUNGSI DENGAN BAIK DI HDW | Normal | 0 days, 0 hrs, 08 mins | 2026-01-16 | 2026-01-16 | 70 | N | 0 |  | N | 1 | 2026-01-27 | 0 | 0 | BD
48 | KKM/JKN/HSA/10-05-01/H/15/478 | INFANT INCUBATOR | 24000 | HSASWIBE26003663 | Unit Rawatan Rapi Neonatal (NICU) | INFANT INCUBATOR (H/15/478):INCUBATOR MODUL FAIL DI NICU | Normal | 0 days, 0 hrs, 30 mins | 2026-01-16 | 2026-01-16 | 50 | N | 0 |  | N | 1 | 2026-01-27 | 0 | 0 | BD
49 | KKM/JKN/HSA/10-05-01/H/15/1120 | DENTAL CHAIR | 69000 | HSASWIBE26003669 | Klinik Bedah Mulut & Klinik Pergigian Pediatrik | DENTAL CHAIR (H/15/1120): DENTAL CHAIR TIDAK BOLEH TURUN NAIK DI DENTAL | Normal | 0 days, 0 hrs, 33 mins | 2026-01-16 | 2026-01-16 | 100 | N | 0 |  | N | 1 | 2026-01-27 | 0 | 0 | BD
50 | KKM/JKN/HSA/10-05-01/H/15/1608 | INFANT VENTILATOR | 53000 | HSASWIBE26003711 | Unit Rawatan Rapi Neonatal (NICU) | VENTILATOR DRAGGER TOMBOL ADJUST PIP ROSAK DI NICU (H/15/1608) | Normal | 0 days, 1 hrs, 45 mins | 2026-01-18 | 2026-01-19 | 100 | N | 0 |  | N | 2 | 2026-01-27 | 0 | 0 | BD
51 | KKM/JKN/HSA/10-05-01/H/15/3682 | DEFIBRILLATOR | 14250 | HSASWIBE26003730 | Klinik Bedah Mulut & Klinik Pergigian Pediatrik | MESIN DEFIB TIDAK BERFUNGSI DENGAN BAIK (KELUAR FAIL) DI KLINIK DENTAL (H/15/3882) | Normal | 0 days, hrs, 47 mins | 2026-01-19 | 2026-01-21 | 30 | N | 0 |  | N | 3 | 2026-01-28 | 0 | 0 | BD
52 | KKM/JKN/HSA/10-05-01/H/15/1124 | DENTAL CHAIR | 69000 | HSASWIBE26003731 | Klinik Bedah Mulut & Klinik Pergigian Pediatrik | DENTAL CHAIR KELUAR ANGIN DI BILIK 11 (H/15/1124) KLINIK DENTAL | Normal | 0 days, 0 hrs, 44 mins | 2026-01-19 | 2026-01-19 | 100 | N | 0 |  | N | 1 | 2026-01-28 | 0 | 0 | BD
53 | KKM/JKN/HSA/10-05-01/H/15/1582 | INFANT WARMER (RADIANT) | 24000 | HSASWIBE26003735 | Dewan Bersalin (LDU) | DRAGGER BABY KELUAR FAIL DI MOT (H/15/1586)) | Normal | 0 days, 0 hrs, 40 mins | 2026-01-19 | 2026-01-19 | 50 | N | 0 |  | N | 1 | 2026-01-28 | 0 | 0 | BD
54 | KKM/JKN/HSA/10-05-01/H/15/2465 | ULTRASOUND COLOR DOPPLER, HI RES. ,GYNEC. | 122500 | HSASWIBE26003736 | Klinik Obstetrik Ginekologi (O&G CLINIC) | ULTRASOUND TIDAK BERFUNGSI DENGAN BAIK DI KLINIK ONG (H/15/2465 | Normal | 0 days, 0 hrs, 38 mins | 2026-01-19 | 2026-01-19 | 100 | N | 0 |  | N | 1 | 2026-01-28 | 0 | 0 | BD
55 | KKM/JKN/HSA/10-05-01/H/15/2545 | DENTAL X-RAY MACHINE | 13900 | HSASWIBE26003741 | Jabatan Pengimejan & Diagnostik | MESIN DENTAL XRAY BUTTON TIDAK BERFUNGSI DI KLINIK DENTAL (H/15/2545) | Normal | 0 days, 0 hrs, 30 mins | 2026-01-19 | 2026-01-19 | 30 | N | 0 |  | N | 1 | 2026-01-28 | 0 | 0 | BD
56 | KKM/JKN/HSA/10-05-01/H/15/1638 | MESIN HEMODIALYSIS | 36300 | HSASWIBE26003747 | Unit Hemodialisis (HDU) | No asset: H/15/1638 Description: hemodialysis machine SN : 4XKAW815 Problem: blood pump not functioning Department: HDU | Normal | 0 days, 1 hrs, 00 mins | 2026-01-19 | 2026-01-21 | 80 | N | 0 |  | N | 3 | 2026-01-28 | 0 | 0 | BD
57 | KKM/JKN/HSA/10-05-01/H/15/605 | DEFIBRILLATOR | 18250 | HSASWIBE26003750 | Jabatan Kecemasan & Trauma (ED) | MESIN DEFIB BATTERY LOW DI AMBULANCE ED | Normal | 0 days, 0 hrs, 09 mins | 2026-01-19 | 2026-01-19 | 40 | N | 0 |  | N | 1 | 2026-01-28 | 0 | 0 | BD
58 | KKM/JKN/HSA/10-05-01/H/15/2740 | SURGICAL MICROSCOPE | 65000 | HSASWIBE26003756 | Klinik Otorinolaringologi (ORL) (ENT CLINIC) | No asset:H/15/2740 Description: surgical microscope Sn: 2286 Problem: microscope bulb blow Department: klinik orl | Normal | 0 days, 0 hrs, 10 mins | 2026-01-20 | 2026-01-20 | 100 | N | 0 |  | N | 1 | 2026-01-29 | 0 | 0 | BD
59 | KKM/JKN/HSA/10-05-01/H/15/2741 | SURGICAL MICROSCOPE | 65000 | HSASWIBE26003757 | Klinik Otorinolaringologi (ORL) (ENT CLINIC) | No asset:H/15/2741 Description: surgical microscope Sn: 2149 Problem: microscope bulb blow Department: klinik orl | Normal | 0 days, 0 hrs, 40 mins | 2026-01-20 | 2026-01-20 | 100 | N | 0 |  | N | 1 | 2026-01-29 | 0 | 0 | BD
60 | KKM/JKN/HSA/10-05-01/H/15/2544 | COMPUTED TOMOGRAPHY | 2100000 | HSASWIBE26003781 | Jabatan Pengimejan & Diagnostik | COMPUTED TOMOGRAPHY TIDAK BERFUNGSI DENGAN BAIK (NETWORK CONNECTION LOST) DI XRAY (H/15/2544) | Normal | 0 days, 0 hrs, 40 mins | 2026-01-20 | 2026-01-20 | 100 | N | 0 |  | N | 1 | 2026-01-29 | 0 | 0 | BD
61 | KKM/JKN/HSA/10-05-01/H/17/1 | ECG (EKG) MACHINE/ECG 1200G | 9500 | HSASWIBE26003783 | Jabatan Kecemasan & Trauma (ED) | MESIN ECG TIDAK DETECT DI TRIAGE ED (H/17/1) | Normal | 0 days, 0 hrs, 17 mins | 2026-01-20 | 2026-01-20 | 20 | N | 0 |  | N | 1 | 2026-01-29 | 0 | 0 | BD
62 | KKM/JKN/HSA/10-05-01/H/17/4 | ULTRASOUND SCANNER/MINDRAY M9 | 198800 | HSASWIBE26003791 | Jabatan Kecemasan & Trauma (ED) | ULTRASOUND TIDAK BOLEH ON DI REDZONE (H/17/4) | Normal | 0 days, 0 hrs, 42 mins | 2026-01-20 | 2026-01-20 | 100 | N | 0 |  | N | 1 | 2026-01-29 | 0 | 0 | BD
63 | KKM/JKN/HSA/10-05-01/H/15/2420 | TABLE, OPERATING, O & G, ELECTRIC | 100664 | HSASWIBE26003804 | Dewan Berdah Bersalin (MOT) | OPERATION TABLE (H/15/2420): PENGUNCI SKRU KEPALA KATIL (KIRI) OT TABLE SENGET DI OT 3 GOT | Normal | 0 days, 0 hrs, 03 mins | 2026-01-20 | 2026-01-20 | 100 | N | 0 |  | N | 1 | 2026-01-29 | 0 | 0 | BD
64 | KKM/JKN/HSA/10-05-01/H/15/2533 | Radiographic Units, Mobile | 210000 | HSASWIBE26003814 | Dewan Bedah Utama (GOT) | XRAY MESIN C-ARM (H/15/2533) : HANDLE MESIN TIDAK BOLEH DIGERAKKAN DI GOT | Normal | 0 days, 0 hrs, 06 mins | 2026-01-21 | 2026-01-21 | 100 | N | 0 |  | N | 1 | 2026-01-30 | 0 | 0 | BD
65 | KKM/JKN/HSA/10-05-01/H/21/264 | ECG MACHINE | 12000 | HSASWIBE26003832 | Jabatan Kecemasan & Trauma (ED) | MESIN ECG TIDAK BERFUNGSI DENGAN BAIK (BESI PATAH) DI REDZONE ED | Normal | 0 days, 0 hrs, 36 mins | 2026-01-21 | 2026-01-21 | 30 | N | 0 |  | N | 1 | 2026-01-30 | 0 | 0 | BD
66 | KKM/JKN/HSA/10-05-01/H/15/1064 | MULE SYSTEM | 113944 | HSASWIBE26003907 | Jabatan Perubatan Rehabilitasi | KOMPUTER MULE E-LINK BERBUNYI BISING DI BILIK SKILL LAB REHAB (H/15/1064) | Normal | 0 days, 0 hrs, 29 mins | 2026-01-22 | 2026-01-23 | 100 | N | 0 |  | N | 2 | 2026-02-02 | 0 | 0 | BD
67 | KKM/JKN/HSA/10-05-01/H/15/1653 | MESIN HEMODIALYSIS | 50000 | HSASWIBE26003959 | Unit Hemodialisis (HDU) | MESIN HEMODIALYSIS KELUAR ALARM DI KATIL 14 WAD ICU (H/15/1653) | Normal | 0 days, 0 hrs, 11 mins | 2026-01-23 | 2026-01-23 | 100 | N | 0 |  | N | 1 | 2026-02-03 | 0 | 0 | BD
68 | KKM/JKN/HSA/10-05-01/H/15/4879 | LAMP OPERATING MAJOR + SATELLITE C/W UPS | 82550 | HSASWIFE26003973 | Dewan Bedah Utama (GOT) | OT LIGHT TIDAK MENYALA DI OT4 GOT | Normal | 0 days, 0 hrs, 11 mins | 2026-01-24 | 2026-01-24 | 100 | N | 0 |  | N | 1 | 2026-02-03 | 0 | 0 | BD
69 | KKM/JKN/HSA/10-05-01/H/15/4874 | GENERAL X-RAY | 416000 | HSASWIBE26003993 | Jabatan Pengimejan & Diagnostik | LAMPU KOLIMETER TIDAK MENYALA DI BILIK 3 JABATAN XRAY | Normal | 0 days, 1 hrs, 36 mins | 2026-01-25 | 2026-01-25 | 100 | N | 0 |  | N | 1 | 2026-02-03 | 0 | 0 | BD
70 | KKM/JKN/HSA/10-05-01/H/15/331 | ANESTHESIA MACHINE/UNIT | 90000 | HSASWIBE26004008 | Dewan Bedah Utama (GOT) | ANESTHESIA MACHINE(H/15/331): GM MACHINE LEAKING DI OT 5 GOT | Normal | 0 days, 0 hrs, 18 mins | 2026-01-26 | 2026-01-26 | 100 | N | 0 |  | N | 1 | 2026-02-04 | 0 | 0 | BD
71 | KKM/JKN/HSA/10-05-01/H/15/2095 | PATIENT MONITORING EQUIP.(AUTOMATIC MULTIPARAMETER) | 9000 | HSASWIBE26004014 | Jabatan Kecemasan & Trauma (ED) | REQUEST BP CUFF (A)-1 UNIT DI REDZONE ED | Normal | 0 days, 0 hrs, 15 mins | 2026-01-26 | 2026-01-26 | 20 | N | 0 |  | N | 1 | 2026-02-04 | 0 | 0 | BD
72 | KKM/JKN/HAS/10-05-01/H/15/1118 | DENTAL CHAIR, OFFICER | 69000 | HSASWIBE26004347 | Klinik Bedah Mulut & Klinik Pergigian Pediatrik | DENTAL CHAIR (H/15/1118):DENTAL CHAIR LEAKING DI BILIK 12 KLINI PERGIGIAN PEDIATRIK | Normal | 0 days, 0 hrs, 40 mins | 2026-01-27 | 2026-01-27 | 100 | N | 0 |  | N | 1 | 2026-02-05 | 0 | 0 | BD
73 | KKM/JKN/HSA/10-05-01/H/15/2537 | X-RAY UNIT MOBILE | 105500 | HSASWIBE26004356 | Unit Rawatan Rapi Neonatal (NICU) | MOBILE XRAY MACHINE(H/15/2537): PEMEGANG KEPALA TUBE XRAY LONGGAR DI XRAY | Normal | 0 days, 0 hrs, 19 mins | 2026-01-27 | 2026-01-27 | 100 | N | 0 |  | N | 1 | 2026-02-05 | 0 | 0 | BD
74 | KKM/JKN/HSA/10-05-01/H/15/3666 | DEFIBRILLATOR | 14250 | HSASWIBE26005120 | WAD 10B (Wad Perubatan Perempuan 10B) | DEFIBRILLATOR (H/15/3666): CARDIAC MONITOR DISPLAY BATTERY FAIL DI WAD 10B | Normal | 0 days, 0 hrs, 19 mins | 2026-01-28 | 2026-01-29 | 30 | N | 0 |  | N | 2 | 2026-02-06 | 0 | 0 | BD
75 | KKM/JKN/HSA/10-05-01/H/15/2831 | SLIT LAMP | 26000 | HSASWIBE26005564 | Klinik Oftalmologi (OPHTHAL CLINIC) | Asset Name: Slit lamp No asset : H/15/2831 Description: Bulb faulty Location: Klinik oftal | Normal | 0 days, 0 hrs, 18 mins | 2026-01-29 | 2026-01-29 | 60 | N | 0 |  | N | 1 | 2026-02-09 | 0 | 0 | BD
76 | KKM/JKN/HSA/10-05-01/H/15/1172 | INFUSION PUMP | 7245 | HSASWIBE26006118 | Jabatan Kecemasan & Trauma (ED) | INFUSION PUMP TIDAK BERFUNGSI DI REDZONE ED (HSAS12982) | Normal | 0 days, 0 hrs, 08 mins | 2026-01-30 | 2026-01-30 | 20 | N | 0 |  | N | 1 | 2026-02-10 | 0 | 0 | BD
77 | KKM/JKN/HSA/10-05-01/H/21/206 | ECG (EKG) MACHINE | 4200 | HSASWIBE26006129 | (Multidiscipline Ward) MDW | MESIN ECG TIDAK BERFUNGSI DENGAN BAIK (KELUAR GARISAN PANJANG) DI HDW (H/21/206) | Normal | 0 days, 0 hrs, 48 mins | 2026-01-30 | 2026-01-30 | 10 | N | 0 |  | N | 1 | 2026-02-10 | 0 | 0 | BD
78 | KKM/JKN/HSA/10-05-01/H/21/131-05 | FLUID MANAGEMENT SYSTEM | 25500 | HSASWIBE26006428 | Unit Rawatan Rapi (ICU) | INFUSION PUMP TIDAK BERFUNGSI DENGAN BAIK DI ICU (H/21/131/05) | Normal | 0 days, 0 hrs, 12 mins | 2026-01-30 | 2026-01-30 | 60 | N | 0 |  | N | 1 | 2026-02-10 | 0 | 0 | BD
79 | KKM/JKN/HSA/10-05-01/H/21/67 | SYRINGE INFUSION PUMP | 2800 | HSASWIFE26003844 | Unit Rawatan Rapi (ICU) | SYRINGE INFUSION PUMP TIDAK BOLEH CAS DI ICU | Normal | 0 days, 0 hrs, 32 mins | 2026-01-21 | 2026-01-21 | 10 | N | 0 |  | N | 1 | 2026-01-30 | 0 | 0 | BD
80 | KKM/JKN/HSA/10-05-01/R/23/6 | PORTABLE FETAL DOPPLER | 1700 | HSASWIBE26000027 | Dewan Bedah Utama (GOT) | REQUEST BATERI DAPTOM DI GOT | Normal | 0 days, 0 hrs, 04 mins | 2026-01-02 | 2026-01-05 | 10 | N | 0 |  | N | 4 | 2026-01-13 | 0 | 0 | UR
81 | KKM/JKN/HSA/10-05-01/H/15/4137 | PATIENT MONITORING EQUIP.(AUTOMATIC MULTIPARAMETER) | 19200 | HSASWIBE26000034 | Dewan Bedah Utama (GOT) | REQUEST SPO2 PROB CONNECTOR UNTUK BABY DI GOT | Normal | 0 days, 0 hrs, 19 mins | 2026-01-02 | 2026-01-02 | 40 | N | 0 |  | N | 1 | 2026-01-13 | 0 | 0 | UR
82 | KKM/JKN/HSA/10-05-01/H/15/2094 | PATIENT MONITORING EQUIP.(AUTOMATIC MULTIPARAMETER) | 9000 | HSASWIBE26000174 | Jabatan Kecemasan & Trauma (ED) | REQUEST 1 UNIT BP CUFF STANDARD SIZE DI BILIK 7 GREENZONE | Normal | 0 days, 0 hrs, 07 mins | 2026-01-06 | 2026-01-06 | 20 | N | 0 |  | N | 1 | 2026-01-15 | 0 | 0 | UR
83 | 'KKM/JKN/HSA/10-05-01/H/15/5008 | Physiologic Monitoring Systems, Acute Care | 32900 | HSASWIBE26000733 | Jabatan Kecemasan & Trauma (ED) | REQUEST CONNECTOR BP CUFF DI REDZONE ED (HSAS12898) | Normal | 0 days, 0 hrs, 35 mins | 2026-01-07 | 2026-01-07 | 70 | N | 0 |  | N | 1 | 2026-01-16 | 0 | 0 | UR
84 | KKM/JKN/HSA/10-05-01/H/15/2166 | PATIENT MONITORING EQUIP.(AUTOMATIC MULTIPARAMETER) | 9000 | HSASWIBE26001275 | WAD 12 (Paediatric Ward) | REQUEST OXYGEN PROB UNTUK PATIENT MONITOR DI KAUNTER WAD 12 (H/15/2166) | Normal | 0 days, 1 hrs, 09mins | 2026-01-09 | 2026-01-09 | 20 | N | 0 |  | N | 1 | 2026-01-20 | 0 | 0 | UR
85 | KKM/JKN/HSA/10-05-01/H/22/2 | TRANSPORT INCUBATOR | 40000 | HSASWIBE26001276 | WAD 12 (Paediatric Ward) | REQUEST OXYGEN PROB UNTUK PATIENT MONITOR DI KAUNTER WAD 12 (H/12/45) | Normal | 0 days, 0 hrs, 30 mins | 2026-01-09 | 2026-01-09 | 90 | N | 0 |  | N | 1 | 2026-01-20 | 0 | 0 | UR
86 | KKM/JKN/HSA/10-05-01/H/15/2139 | PATIENT MONITORING EQUIP.(AUTOMATIC MULTIPARAMETER) | 9000 | HSASWIBE26002739 | WAD 8A (Wad Obstetrik & Ginekologi 8A) | REQUEST 1 UNIT BP CUFF SIZE LARGE DI KAUNTER TENGAH WAD 8A | Normal | 0 days, 0 hrs, 03 mins | 2026-01-13 | 2026-01-13 | 20 | N | 0 |  | N | 1 | 2026-01-22 | 0 | 0 | UR
87 | KKM/JKN/HAS/10-05-01/R/20/180 | SPOT VITAL SIGN (NIBP) | 1190 | HSASWIBE26002740 | JABATAN KECEMASAN DAN TRAUMA | REQUEST 1 UNIT BP CUFF SIZE SMALL DI KAUNTER TENGAH WAD 8A | Normal | 0 days, 0 hrs, 01 mins | 2026-01-13 | 2026-01-13 | 10 | N | 0 |  | N | 1 | 2026-01-22 | 0 | 0 | UR
88 | KKM/JKN/HSA/10-05-01/H/21/264 | ECG MACHINE | 12000 | HSASWIBE26003111 | Jabatan Kecemasan & Trauma (ED) | REQUEST BULB & PENGEPIT ECG DI YELLOWZONE ED | Normal | 0 days, 0 hrs, 17 mins | 2026-01-14 | 2026-01-14 | 30 | N | 0 |  | N | 1 | 2026-01-23 | 0 | 0 | UR
89 | KKM/JKN/HSA/10-05-01/H/21/90 | MESIN HEMODIALISIS | 42000 | HSASWIBE26003627 | Unit Hemodialisis (HDU) | REQUEST FILTER MESIN DIALISIS 3 UNIT DI HEMO | Normal | 0 days, 0 hrs, 10 mins | 2026-01-15 | 2026-01-16 | 90 | N | 0 |  | N | 2 | 2026-01-26 | 0 | 0 | UR
90 | KKM/JKN/HSA/10-05-01/H/15/1608 | INFANT VENTILATOR | 53000 | HSASWIBE26003712 | Unit Rawatan Rapi Neonatal (NICU) | REQUEST TUKAR FLOW SENSOR (H/15/1608) | Normal | 0 days, 1 hrs, 37 mins | 2026-01-18 | 2026-01-18 | 100 | N | 0 |  | N | 1 | 2026-01-27 | 0 | 0 | UR
91 | KKM/JKN/HSA/10-05-01/H/15/3627 | INFANT VENTILATOR | 53000 | HSASWIBE26003713 | Unit Rawatan Rapi Neonatal (NICU) | REQUEST TUKAR FLOW SENSOR (H/15/3627) | Normal | 0 days, 1 hrs, 36 mins | 2026-01-18 | 2026-01-18 | 100 | N | 0 |  | N | 1 | 2026-01-27 | 0 | 0 | UR
92 | KKM/JKN/HSA/10-05-01/H/15/3629 | INFANT VENTILATOR | 53000 | HSASWIBE26003715 | Unit Rawatan Rapi Neonatal (NICU) | REQUEST TUKAR FLOW SENSOR (H/15/3629) | Normal | 0 days, 01 hrs, 33 mins | 2026-01-18 | 2026-01-18 | 100 | N | 0 |  | N | 1 | 2026-01-27 | 0 | 0 | UR
93 | KKM/JKN/HSA/10-05-01/H/15/2096 | PATIENT MONITORING EQUIP.(AUTOMATIC MULTIPARAMETER) | 9000 | HSASWIBE26003778 | Jabatan Kecemasan & Trauma (ED) | REQUEST 2 UNIT BP CUFF ADULT DI TRIAGE | Normal | 0 days, 0 hrs, 24 mins | 2026-01-20 | 2026-01-20 | 20 | N | 0 |  | N | 1 | 2026-01-29 | 0 | 0 | UR
94 | KKM/JKN/HSA/10-05-01/H/21/188 | PATIENT MONITORING EQUIPMENT | 7300 | HSASWIBE26003787 | Dewan Bersalin (LDU) | REQUEST 1 UNIT BP CUFF ADULT SIZE M dan L DI PAC 4 | Normal | 0 days, 0 hrs,06 mins | 2026-01-20 | 2026-01-20 | 20 | N | 0 |  | N | 1 | 2026-01-29 | 0 | 0 | UR
95 | KKM/JKN/HSA/10-01-01/H/15/1329 | LIGHT SOURCE XENON 300 WATTS | 24700 | HSASWIBE26000335 | Unit Rawatan Perubatan Harian (MDC) | Asset: Light source No asset: H/15/1329 Problem: Xenon lamp faulty Location: MDC | Normal | 0 days, 0 hrs, 03 mins | 2026-01-07 | 2026-01-07 | 50 | N | 0 |  | N | 1 | 2026-01-16 | 0 | 0 | CM
96 | KKM/JKN/HSA/10-05-01/H/20/89 | SPOT VITAL SIGN (NIBP) | 5800 | HSASWIBE26003774 | WAD 9B (Wad Pembedahan Lelaki 9B) | 1. Desc: Patient Monitor No asset: H/20/89 Serial number: 360124-M20214490003 Model: Edan m3 Problem: Spo2 probe faulty | Normal | 0 days, 0 hrs, 05 mins | 2026-01-19 | 2026-01-19 | 20 | N | 0 |  | N | 1 | 2026-01-28 | 0 | 0 | CM
97 | KKM/JKN/HSA/10-05-01/H/20/89 | SPOT VITAL SIGN (NIBP) | 5800 | HSASWIBE26003775 | WAD 9B (Wad Pembedahan Lelaki 9B) | 2. Desc: Patient Monitor No asset: H/20/89 Serial number: 360124-M20214490003 Model: Edan m3 Problem: Bp cuff faulty | Normal | 0 days, 0 hrs, 04 mins | 2026-01-19 | 2026-01-19 | 20 | N | 0 |  | N | 1 | 2026-01-28 | 0 | 0 | CM
98 | KKM/JKN/HSA/10-05-01/H/15/5382 | Water Purification Systems, Reverse Osmosis | 43000 | HSASWIBE26003795 | Unit Hemodialisis | Asset name: RO water system Asset no : H/15/5382 Problem : conductivity tinggi Location : HDU | Normal | 0 days, 0 hrs, 27 mins | 2026-01-20 | 2026-01-21 | 90 | N | 0 |  | N | 2 | 2026-01-29 | 0 | 0 | CM
99 | KKM/JKN/HSA/10-05-01/H/15/4160 | VASCULAR DOPPLER | 10595 | HSASWIBE26003849 | Klinik Pembedahan Am (GEN SURGICAL CLINIC) | Asset Name: Vascular Doppler No asset : H/15/4160 Description: Replace battery Location: SOPD | Normal | 0 days, 0 hrs, 30 mins | 2026-01-21 | 2026-01-21 | 30 | N | 0 |  | N | 1 | 2026-01-30 | 0 | 0 | CM
100 | KKM/JKN/HSA/10-05-01/H/15/4328 | RETINOSCOPE | 4875 | HSASWIBE26003866 | Klinik Oftalmologi (OPHTHAL CLINIC) | Asset Name: Retinascope No asset : H/15/4328 Description: bulb faulty Location: klinik oftal | Normal | 0 days, 0 hrs, 09 mins | 2026-01-21 | 2026-01-21 | 10 | N | 0 |  | N | 1 | 2026-01-30 | 0 | 0 | CM
101 | KKM/JKN/HSA/10-05-01/H/20/225 | PATIENT MONITORING EQUIPMENT | 23333.33 | HSASWIBE26003933 | WAD 9B (Wad Pembedahan Lelaki 9B) | asset: Patient monitor No asset: H/20/225 Sn: KQ-04039882 Problem: spo2 probe faulty Model: umec12 Location: wad 9B | Normal | 0 days, 0 hrs, 3 mins | 2026-01-22 | 2026-01-22 | 50 | N | 0 |  | N | 1 | 2026-02-02 | 0 | 0 | CM
102 | KKM/JKN/HSA/10-05-01/H/15/3659 | DEFIBRILLATOR | 14250 | HSASWIBE26003934 | Jabatan Kecemasan & Trauma (ED) | Asset Name: Defibrillator No asset : H/15/3659 Description: battery defective Location: ED | Normal | 0 days, 0 hrs, 05 mins | 2026-01-22 | 2026-01-22 | 30 | N | 0 |  | N | 1 | 2026-02-02 | 0 | 0 | CM
103 | KKM/JKN/HSA/10-05-01/H/20/226 | PATIENT MONITORING EQUIPMENT | 23333.33 | HSASWIBE26003995 | WAD 9B (Wad Pembedahan Lelaki 9B) | 1. Asset: Patient monitor No asset: H/20/226 Sn: KQ-04039881 Problem: ecg cable faulty Model: umec1 | Normal | 0 days, 0 hrs, 10 mins | 2026-01-25 | 2026-01-25 | 50 | N | 0 |  | N | 1 | 2026-02-03 | 0 | 0 | CM
104 | KKM/JKN/HSA/10-05-01/H/20/225 | PATIENT MONITORING EQUIPMENT | 23333.33 | HSASWIBE26003996 | WAD 9B (Wad Pembedahan Lelaki 9B) | 2. asset: Patient monitor No asset: H/20/225 Sn: KQ-04039882 Problem: cable ecg putus Model: umec12 | Normal | 0 days, 0 hrs, 09 mins | 2026-01-25 | 2026-01-25 | 50 | N | 0 |  | N | 1 | 2026-02-03 | 0 | 0 | CM
Current Month (Work Order Open)
1 | KKM/JKN/HSA/10-05-01/H/15/2458 | AUDIOMETER | 43690 | HSASWIBE26000165 | Klinik Otorinolaringologi (ORL) (ENT CLINIC) | HEADPHONE AUDIOMETER TIDAK BERFUNGSI DI BILIK 11 KLINIK ORL | Normal | 0 days, 0 hrs, 31 mins | 2026-01-06 | 2026-01-31 | 90 | N | 0 |  | Y | 26 | 2026-01-15 | 6 | 540 | PRAWSB72737. Quo terima pada 23/1/2026. GLOBAL PRECISION.
2 | KKM/JKN/HSA/10-05-01/H/15/2538 | MAMMOGRAPHY WITH BIOPSY, DIGITAL | 990000 | HSASWIBE26001273 | Pengimejan dan Diagnostik | MESIN MAMMOGRAPHY BERBUNYI DI BILIK 5 MAMMOGRAPHY XRAY | Normal | 0 days, 0 hrs, 30 mins | 2026-01-09 | 2026-01-31 | 100 | N | 0 |  | N | 23 | 2026-01-19 | 0 | 0 | UPS DISCONTINUED. PROPOSE TO UPGRADE UPS. TA TO SUBMIT
3 | KKM/JKN/HSA/10-05-01/H/20/129 | INFUSION PUMP | 3150 | HSASWIBE26001426 | WAD 12 (Paediatric Ward) | PINTU MESIN INFUSION PUMP TIDAK BOLEH TUTUP RAPAT DI KAUNTER NURSE WAD 12 (H/20/129) | Normal | 0 days, 0 hrs, 08 mins | 2026-01-09 | 2026-01-31 | 10 | N | 0 |  | N | 23 | 2026-01-19 | 0 | 0 | WAITING PARTS. Paid. INSAN DAMAI INV NO: SO-18497.
4 | KKM/JKN/HSA/10-05-01/H/20/268 | Ventilators, Intensive Care, Neonatal/Pediatric | 50000 | HSASWIBE26002286 | #N/A | VENTILATOR TIDAK BERFUNGSI DI WAD ICU (H/20/268) | Normal | 0 days, 0 hrs, 33 mins | 2026-01-10 | 2026-01-31 | 100 | N | 0 |  | N | 22 | 2026-01-20 | 8 | 800 | Sent to Draeger. Transmittal Form.
5 | KKM/JKN/HSA/10-05-01/H/21/291 | Phototherapy Units, Visible Light, Hyperbilirubinemia | 7100 | HSASWIBE26002320 | Unit Rawatan Rapi Neonatal (NICU) | LAMPU FOTOLIGHT TIDAK MENYALA DI NICU (H/21/291) | Normal | 0 days, 0 hrs, 47 mins | 2026-01-12 | 2026-01-31 | 20 | N | 0 |  | N | 20 | 2026-01-21 | 0 | 0 | Waiting Heating Rod. Paid. INSAN DAMAI SDN BHD INV NO: SO-18517.
6 | KKM/JKN/HSA/10-05-01/H/22/84 | PHOTOTHERAPY MACHINE | 7100 | HSASWIBE26002321 | Unit Rawatan Rapi Neonatal (NICU) | LAMPU FOTOLIGHT TIDAK MENYALA DI NICU (H/22/84) | Normal | 0 days, 0 hrs, 18 mins | 2026-01-12 | 2026-01-31 | 20 | N | 0 |  | N | 20 | 2026-01-20 | 0 | 0 | Waiting Heating Rod. Paid. INSAN DAMAI SDN BHD INV NO: SO-18517.
7 | KKM/JKN/HSA/10-05-01/H/15/1609 | INFANT VENTILATOR | 53000 | HSASWIBE26002322 | Unit Rawatan Rapi Neonatal (NICU) | VENTILATOR DRAGGER CABLE FLOW SENSOR DI NICU (H/15/1609) | Normal | 0 days, 0 hrs, 16 mins | 2026-01-12 | 2026-01-31 | 100 | N | 0 |  | N | 20 | 2026-01-20 | 8 | 800 | PO AWSB-71128 DRAEGER.
8 | KKM/JKN/HSA/10-05-01/H/15/4018 | HEMOGLOBIN SYSTEM FOR HBA1C | 67000 | HSASWIBE26003468 | PATHOLOGY | PRIMUS PDQ HBA1C (H/15/4018)- PINTU TIDAK BOLEH TUTUP-DOOR ERROR DI LAB BIOCHEM PATOLOGI | Normal | 0 days, 0 hrs, 0 mins | 2026-01-14 | 2026-01-31 | 100 | N | 0 |  | N | 18 | 2026-01-22 | 6 | 600 | PO AWSB-71208 CHEMOPHARM.
9 | KKM/JKN/HSA/10-05-01/H/21/339 | VENTILATOR (NEONATAL) | 137000 | HSASWIBE26003621 | Unit Rawatan Rapi Neonatal (NICU) | VENTILATOR NEONATAL (H/21/339) :CABLE FLOW SENSOR ROSAK DI NICU | Normal | 0 days, 0 hrs, 15 mins | 2026-01-15 | 2026-01-31 | 100 | N | 0 |  | Y | 17 | 2026-01-23 | 5 | 500 | PR AWSB-72666 HADRATECH
10 | KKM/JKN/HSA/10-05-01/H/15/581 | PATIENT MONITORING EQUIP.(AUTOMATIC MULTIPARAMETER) | 15500 | HSASWIBE26003654 | Unit Rawatan Rapi (ICU) | PATIENT MONITORING EQP (H/15/581): BATTERY TIDAK BERFUNGSI DENGAN BAIK DI RHU | Normal | 0 days, 0 hrs,31 mins | 2026-01-16 | 2026-01-31 | 40 | N | 0 |  | Y | 16 | 2026-01-26 | 4 | 160 | PO AWSB-71200 HADRATECH
11 | KKM/JKN/HSA/10-05-01/H/15/479 | INFANT INCUBATOR | 24000 | HSASWIBE26003664 | Unit Rawatan Rapi Neonatal (NICU) | INFANT INCUBATOR (H/15/479):INCUBATOR MODUL FAIL DI NICU | Normal | 0 days, 0 hrs, 38 mins | 2026-01-16 | 2026-01-31 | 50 | N | 0 |  | Y | 16 | 2026-01-26 | 4 | 200 | PO AWSB-71135 DRAGER
12 | KKM/JKN/HSA/10-05-01/H/17/4 | ULTRASOUND SCANNER/MINDRAY M9 | 198800 | HSASWIBE26003697 | Jabatan Kecemasan & Trauma (ED) | ULTRASOUND SCANNER (H/17/4) : KELUAR IMAGE CANNOT DISPLAY DI RESUS ED | Normal | 0 days, 0 hrs, 21 mins | 2026-01-17 | 2026-01-31 | 100 | N | 0 |  | Y | 15 | 2026-01-26 | 0 | 0 | Closed. Probe warranty DO: 00002071. INFINITY MEDICAL.
13 | KKM/JKN/HSA/10-05-01/H/15/790 | SYRINGE INFUSION PUMP | 4300 | HSASWIBE26003710 | Unit Rawatan Rapi Neonatal (NICU) | SYRINGE INFUSION PUMP FAULT SENSOR DI NICU (H/15/790) | Normal | 0 days, 1 hrs, 48 mins | 2026-01-18 | 2026-01-31 | 10 | N | 0 |  | Y | 14 | 2026-01-26 | 5 | 50 | BD. WAITING QUOTATION
14 | HSAS10016 | DRILL, SURGICAL, SMALL BONE, PNEUMATIC | 80900 | HSASWIBE26003743 | Dewan Bedah Utama (GOT) | No asset:HSAS10016 Description: surgical drill, small bone Sn: 34144 Problem: hose drill adapter leaking Department: GOT | Normal | 0 days, 0 hrs, 17 mins | 2026-01-19 | 2026-01-31 | 100 | N | 0 |  | Y | 13 | 2026-01-27 | 0 | 0 | PO AWSB-71137 HADRATECH
15 | KKM/JKN/HSA/10-05-01/H/15/312 | VENTILATOR | 50000 | HSASWIBE26003758 | Unit Rawatan Koronari (CCU) | MESIN VENTILATOR H/15/312 DI CCU | Normal | 0 days, 0 hrs, 03 mins | 2026-01-19 | 2026-01-31 | 100 | N | 0 |  | Y | 13 | 2026-01-27 | 4 | 400 | BD
16 | KKM/JKN/HSA/10-05-01/H/15/985 | ELECTROSURGICAL UNIT | 20328 | HSASWIBE26003759 | Dewan Bedah Utama (GOT) | LAPAROSCOPE LAMPU MALAP DI GOT H/15/98513 | Normal | 0 days, 0 hrs, 30 mins | 2026-01-19 | 2026-01-31 | 50 | N | 0 |  | Y | 13 | 2026-01-27 | 0 | 0 | UNIT SEND TO OLYMPUS. Transmittal Form.
17 | KKM/JKN/HSA/10-05-01/H/15/2250 | Infusion Pumps, Syringe | 2700 | HSASWIBE26003767 | Wad Obstetrik & Ginekologi 8A | SYRINGE PUMP TIDAK BERFUNGSI DI WAD 8A (H/15/2250) | Normal | 0 days, 0 hrs, 15 mins | 2026-01-19 | 2026-01-31 | 10 | N | 0 |  | Y | 13 | 2026-01-27 | 4 | 40 | BD
18 | KKM/JKN/HSA/10-05-01/H/19/17 | PULSE OXIMETER AND SIMULATOR | 5450 | HSASWIBE26003785 | Unit Rawatan Rapi Neonatal (NICU) | CABLE WAYAR PULSE OXIMETER DI NICU | Normal | 0 days, 0 hrs, 07 mins | 2026-01-20 | 2026-01-31 | 20 | N | 0 |  | Y | 12 | 2026-01-28 | 2 | 40 | PO AWSB-71322 ARAH BME.
19 | KKM/JKN/HSA/10-05-01/H/15/1236 | INFUSION PUMP | 7245 | HSASWIBE26003789 | WAD 10B (Wad Perubatan Perempuan 10B) | DROP MAT TIDAK BERFUNGSI DENGAN BAIK DI WAD 10B (H/15/1236) | Normal | 0 days, 0 hrs, 10 mins | 2026-01-20 | 2026-01-31 | 20 | N | 0 |  | Y | 12 | 2026-01-28 | 3 | 60 | BD.
20 | KKM/JKN/HSA/10-05-01/H/15/1235 | INFUSION PUMP | 7245 | HSASWIBE26003790 | WAD 10B (Wad Perubatan Perempuan 10B) | DROP MAT TIDAK BERFUNGSI DENGAN BAIK DI WAD 10B (H/15/1235) | Normal | 0 days, 0 hrs, 15 mins | 2026-01-20 | 2026-01-31 | 20 | N | 0 |  | Y | 12 | 2026-01-28 | 3 | 60 | BD.
21 | KKM/JKN/HSA/10-05-01/H/16/85 | PULSE OXIMETER AND SIMULATOR | 7400 | HSASWIBE26003829 | Dewan Bersalin (LDU) | SPO2 TIDAK BOLEH ON DI LABOUR ROOM (H/16/85) | Normal | 0 days, 0 hrs, 28 mins | 2026-01-21 | 2026-01-31 | 20 | N | 0 |  | Y | 11 | 2026-01-29 | 2 | 40 | BD
22 | KKM/JKN/HSA/10-05-01/H/15/3630 | INFANT VENTILATOR | 53000 | HSASWIBE26003848 | Unit Rawatan Rapi Neonatal (NICU) | VENTILATOR SENSOR OKSIGEN TIDAK BERFUNGSI DENGAN BAIK DI NICU (H/15/3630) | Normal | 0 days, 0 hrs, 32 mins | 2026-01-21 | 2026-01-31 | 100 | N | 0 |  | Y | 11 | 2026-01-29 | 1 | 100 | PO AWSB-71199 DRAEGER
23 | KKM/JKN/HSA/10-05-01/H/15/315 | VENTILATOR | 50000 | HSASWIBE26003906 | High Dependency Ward (HDW) | VENTILATOR DRAGGER FAILURE DI REDZONE ED (H/15/315) | Normal | 0 days, 0 hrs, 44 mins | 2026-01-22 | 2026-01-31 | 100 | N | 0 |  | Y | 10 | 2026-01-30 | 1 | 100 | ROTARI KNOB FAULTY
24 | KKM/JKN/HSA/10-05-01/H/15/559 | INFANT INCUBATOR | 68000 | HSASWIBE26003918 | WAD 8A (Wad Obstetrik & Ginekologi 8A) | PORTABLE INCUBATOR POWER FAILURE DI WAD 8A (H/15/559) | Normal | 0 days, 0 hrs, 17 mins | 2026-01-22 | 2026-01-31 | 100 | N | 0 |  | Y | 10 | 2026-01-30 | 1 | 100 | BD
25 | KKM/JKN/HSA/10-05-01/H/16/135 | PHOTOTHERAPY MACHINE (LAMP) | 7100 | HSASWIBE26003922 | Unit Rawatan Rapi Neonatal (NICU) | PHOTOLIGHT TIDAK MENYALA DI BILIK STOR PERALATAN WAD NICU (H/16/135) | Normal | 0 days, 0 hrs, 07 mins | 2026-01-22 | 2026-01-31 | 20 | N | 0 |  | Y | 10 | 2026-01-30 | 1 | 20 | BD
26 | KKM/JKN/HSA/10-05-01/R/23/8 | PORTABLE FETAL DOPPLER | 1700 | HSASWIBE26004022 | Klinik Obstetrik Ginekologi (O&G CLINIC) | PORTABLE FETAL DOPPLER(R/23/8): MESIN SCAN SETTING PROBLEM DI BILIK DOKTOR PAC 3 | Normal | 0 days, 0 hrs, 06 mins | 2026-01-26 | 2026-01-31 | 10 | N | 0 |  | N | 6 | 2026-02-03 | 0 | 0 | BD
27 | KKM/JKN/HSA/10-05-01/H/15/2249 | SYRINGE INFUSION PUMP | 2700 | HSASWIBE26004034 | WAD 8A (Wad Obstetrik & Ginekologi 8A) | SYRINGE INFUSION PUMP (H/15/249): BATTERY TIDAK MASUK CHARGE DI WAD 8A | Normal | 0 days, 0 hrs, 07 mins | 2026-01-26 | 2026-01-31 | 10 | N | 0 |  | N | 6 | 2026-02-03 | 0 | 0 | BD
28 | KKM/JKN/HSA/10-05-01/H/22/142 | PATIENT MONITORING EQUIP | 22500 | HSASWIBE26004037 | LEVEL 6 (Wad Multidisiplin Perempuan) | (H/22/142):MESIN BP TIDAK BERFUNGSI DENGAN BAIK DI KATIL 26 WAD LEVEL 6 | Normal | 0 days, 0 hrs, 15 mins | 2026-01-26 | 2026-01-31 | 50 | N | 0 |  | N | 6 | 2026-02-03 | 0 | 0 | BD
29 | KKM/JKN/HSA/10-05-01/H/15/1639 | MESIN HEMODIALYSIS | 36300 | HSASWIBE26004038 | Unit Hemodialisis (HDU) | MESIN HEMODIALISIS (H/15/1639): PUMP ON/OFF, CONDUCTIVITY DAN TIDAK BOLEH DISINFECT DI UNIT HEMO | Normal | 0 days, 0 hrs, 04 mins | 2026-01-26 | 2026-01-31 | 80 | N | 0 |  | N | 6 | 2026-02-03 | 0 | 0 | BD
30 | KKM/JKN/HSA/10-05-01/H/15/1583 | INFANT WARMER (RADIANT) | 24000 | HSASWIBE26004641 | Dewan Bersalin (LDU) | DRAGGER KELUAR ERROR DI LABOUR ROOM (H/15/1583) | Normal | 0 days, 0 hrs, 06 mins | 2026-01-27 | 2026-01-31 | 50 | N | 0 |  | N | 5 | 2026-02-04 | 0 | 0 | BD
31 | KKM/JKN/HSA/10-05-01/H/15/319 | VENTILATOR | 50000 | HSASWIBE26005118 | High Dependency Ward (HDW) | VENTILATOR (H/15/319): VENTILATOR DISPLAY INTERNAL BATTERY FAILED DI ICU | Normal | 0 days, 0 hrs, 15 mins | 2026-01-28 | 2026-01-31 | 100 | N | 0 |  | N | 4 | 2026-02-05 | 0 | 0 | BD
32 | KKM/JKN/HSA/10-05-01/H/15/5292 | MONITOR MODULAR 8-CH ECG/RR/NIBP/SPO2/2TEMP/2IBP | 32900 | HSASWIBE26005137 | Dewan Bedah Utama (GOT) | SPO2 CABLE TIDAK BERFUNGSI DENGAN BAIK DI HDW | Normal | 0 days, 0 hrs, 29 mins | 2026-01-28 | 2026-01-31 | 70 | N | 0 |  | N | 4 | 2026-02-05 | 0 | 0 | BD
33 | KKM/JKN/HSA/10-05-01/H/15/5382 | Water Purification Systems, Reverse Osmosis | 43000 | HSASWIBE26005548 | Unit Hemodialisis | RO MESIN STORAGE MESIN TANK BERBUNYI DI HEMO | Normal | 0 days, 0 hrs, 07 mins | 2026-01-29 | 2026-01-31 | 90 | N | 0 |  | N | 3 | 2026-02-06 | 0 | 0 | BD
34 | KKM/JKN/HSA/10-05-01/H/15/2119 | PATIENT MONITORING EQUIP.(AUTOMATIC MULTIPARAMETER) | 9000 | HSASWIBE26005552 | Dewan Bersalin (LDU) | PATIENT MONITORING EQIP (H/15/2119) : WAYAR CARDIAC MONITOR TIDAK BOLEH DETECT DI BLIK 9 HDR LDU | Normal | 0 days, 0 hrs, 36 mins | 2026-01-29 | 2026-01-31 | 20 | N | 0 |  | N | 3 | 2026-02-06 | 0 | 0 | BD
35 | KKM/JKN/HSA/10-05-01/H/15/667 | ECG (EKG) MONITOR | 28000 | HSASWIBE26005553 | Klinik Perubatan AM (GEN MEDICINE CLINIC) | Asset Name: Ecg analyzer with printer No asset : H/15/667 Description: Unit unable to download results Location: MOPD | Normal | 0 days, 0 hrs, 0 mins | 2026-01-29 | 2026-01-31 | 60 | N | 0 |  | N | 3 | 2026-02-06 | 0 | 0 | BD
36 | KKM/JKN/HSA/10-05-01/R/15/16747 | Monitors, Physiologic, Vital Signs | 1855 | HSASWIBE26005554 | #N/A | (R/15/16747):MESIN BP TIDAK BERFUNGSI DENGAN BAIK DI BILIK 19 KLINIK PEDIATRIK | Normal | 0 days, 0 hrs, 10 mins | 2026-01-29 | 2026-01-31 | 10 | N | 0 |  | N | 3 | 2026-02-06 | 0 | 0 | BD,
37 | KKM/JKN/HSA/10-05-01/H/15/2107 | PATIENT MONITORING EQUIP.(AUTOMATIC MULTIPARAMETER) | 9000 | HSASWIBE26005561 | WAD 9A (Wad Pembedahan Lelaki 9A) | PATIENT MONITORING EQUIP (H/15/2107): KAKI TIANG LOOSE DI BILIK TREATMENT WAD 9A | Normal | 0 days, 0 hrs, 0 mins | 2026-01-29 | 2026-01-31 | 20 | N | 0 |  | N | 3 | 2026-02-06 | 0 | 0 | BD
38 | KKM/JKN/HSA/10-05-01/H/15/1610 | INFANT VENTILATOR | 53000 | HSASWIBE26005570 | Unit Rawatan Rapi Neonatal (NICU) | INFANT VENTILATOR (H/15/1610): CABLE KUNING WARMER DRAGGER TEMPAT CONNECTED TERKELUAR DI RHU ICU | Normal | 0 days, 0 hrs, 15 mins | 2026-01-29 | 2026-01-31 | 100 | N | 0 |  | N | 3 | 2026-02-06 | 0 | 0 | BD
39 | KKM/JKN/HSA/10-05-01/H/15/4298 | MONITOR ANTEPARTUM W/INTEGRAL PRINTER | 10200 | HSASWIBE26006119 | Dewan Bersalin (LDU) | MESIN CTG TIDAK BERFUNGSI DENGAN BAIK (WAYAR HAMPIR TERCABUT) DI RUANG PENILAIAN 2 PAC 4 | Normal | 0 days, 1 hrs, 52 mins | 2026-01-30 | 2026-01-31 | 30 | N | 0 |  | N | 2 | 2026-02-09 | 0 | 0 | BD
40 | KKM/JKN/HSA/10-05-01/H/19/24 | Warming Units, Patient, Radiant, Infant | 35000 | HSASWIBE26006123 | Unit Rawatan Rapi Neonatal (NICU) | DRAGGER TIDAK BERFUNGSI DENGAN BAIK (KELUAR ERROR) DI BILIK PROCEDURE NICU (AWC00526) | Normal | 0 days, 0 hrs, 16 mins | 2026-01-30 | 2026-01-31 | 80 | N | 0 |  | N | 2 | 2026-02-09 | 0 | 0 | BD
41 | KKM/JKN/HSA/10-05-01/H/21/84 | VENTILATOR | 105000 | HSASWIBE26006124 | Unit Rawatan Rapi (ICU) | VENTILATOR TIDAK BERFUNGSI DENGAN BAIK (KELUAR NO GAS SUPPLY) DI ICU (H/21/84) | Normal | 0 days, 0 hrs, 10 mins | 2026-01-30 | 2026-01-31 | 100 | N | 0 |  | N | 2 | 2026-02-10 | 0 | 0 | BD
42 | HSAS 10139 | Water Purification Systems, Reverse Osmosis | 125000 | HSASWIBE26006125 | Unit Hemodialisis | 2 UNIT REVERSE OSMOSIS BED WASHER TIDAK BERFUNGSI DENGAN BAIK DI UNIT HEMODIALISIS (HSAS10256) | Normal | 0 days, 0 hrs, 2 mins | 2026-01-30 | 2026-01-31 | 100 | N | 0 |  | N | 2 | 2026-02-10 | 0 | 0 | BD
43 | KKM/JKN/HSA/10-05-01/H/15/191 | LARYNGOSCOPE | 2000 | HSASWIBE26006134 | Dewan Bersalin (LDU) | REQUEST 6 BIJI BATTERY C UNTUK MESIN LARYGOSCOPE LABOUR ROOM | Normal | 0 days, 1 hrs, 30 mins | 2026-01-30 | 2026-01-31 | 10 | N | 0 |  | N | 2 | 2026-02-10 | 0 | 0 | BD
44 | KKM/JKN/HSA/10-05-01/H/15/1618 | INFANT VENTILATOR | 64000 | HSASWIBE26003714 | Unit Rawatan Rapi Neonatal (NICU) | REQUEST TUKAR FLOW SENSOR (H/15/1618) | Normal | 0 days, 1 hrs, 45 mins | 2026-01-18 | 2026-01-31 | 100 | N | 0 |  | N | 14 | 2026-01-27 | 0 | 0 | UR
45 | KKM/JKN/HSA/10-05-01/R/15/15084 | FETAL HEART MONITOR (DAPTONE) | 580 | HSASWIBE26006183 | Dewan Bersalin (LDU) | REQUEST 12 BIJI BATTERY AA UNTUK MESIN DAPTONE DI LABOUR ROOM | Normal | 0 days, 1 hrs, 0 mins | 2026-01-30 | 2026-01-31 | 10 | N | 0 |  | N | 2 | 2026-02-10 | 0 | 0 | UR
46 | R/15/11827 | TENS UNIT | 0 | HSASWIBE26006217 | #N/A | REQUEST 9 BIJI BATTERY 9V UNTUK MESIN TANS DI LABOUR ROOM | Normal | 0 days, 1 hrs, 0 mins | 2026-01-30 | 2026-01-31 | 0 | N | 0 |  | N | 2 | 2026-02-10 | 0 | 0 | UR, ASET NOT IN CONTRACT.
47 | KKM/JKN/HSA/10-05-01/H/21/81 | ULTRASOUND SCANNER | 150000 | HSASWIBE26002300 | Unit Rawatan Rapi (ICU) | Asset: Ultrasound No asset: H/21/81 Problem: Battery depleated Location: ICU | Normal | 0 days, 0 hrs, 12 mins | 2026-01-11 | 2026-01-31 | 100 | N | 0 |  | N | 21 | 2026-01-20 | 0 | 0 | CM
48 | KKM/JKN/HSA/10-05-01/H/23/54 | Warming Units, Patient, Radiant, Infant | 19266 | HSASWIBE26003624 | #N/A | warmer di wad 8A. asset number : H/23/54. heater road faulty | Normal | 0 days, 1 hrs, 07 mins | 2026-01-15 | 2026-01-31 | 40 | N | 0 |  | N | 17 | 2026-01-26 | 0 | 0 | CM.
49 | KKM/JKN/HSA/10-05-01/H/15/2473 | ULTRASOUND SCANNER | 42000 | HSASWIBE26003838 | Klinik Obstetrik Ginekologi (O&G CLINIC) | Asset name: ultrasound Asset no : HSAS10936 Problem: power supply board faulty Location : Klinik O&G | Normal | 0 days, 0 hrs, 0 mins | 2026-01-21 | 2026-01-31 | 90 | N | 0 |  | N | 11 | 2026-01-30 | 0 | 0 | CM
50 | KKM/JKN/HSA/10-05-01/H/20/226 | PATIENT MONITORING EQUIPMENT | 23333.33 | HSASWIBE26003979 | WAD 9B (Wad Pembedahan Lelaki 9B) | Asset: Patient monitor No asset: H/20/226 Sn: KQ-04039881 Problem: battery depleted Model: umec12 | Normal | 0 days, 0 hrs, 06 mins | 2026-01-24 | 2026-01-31 | 50 | N | 0 |  | N | 8 | 2026-02-03 | 0 | 0 | CM
51 | KKM/JKN/HSA/10-05-01/H/20/225 | PATIENT MONITORING EQUIPMENT | 23333.33 | HSASWIBE26003980 | WAD 9B (Wad Pembedahan Lelaki 9B) | asset: Patient monitor No asset: H/20/225 Sn: KQ-04039882 Problem: battery depleted Model: umec12 | Normal | 0 days, 0 hrs, 55 mins | 2026-01-24 | 2026-01-31 | 50 | N | 0 |  | N | 8 | 2026-02-03 | 0 | 0 | CM
52 | KKM/JKN/HSA/10-05-01/H/15/1634 | MESIN HEMODIALYSIS | 36300 | HSASWIBE26004351 | Unit Hemodialisis (HDU) | Asset Name: haemodialysis machine No asset : H/15/1634 Description: battery error Location: HDU | Normal | 0 days, 0 hrs, 32 mins | 2026-01-27 | 2026-01-31 | 80 | N | 0 |  | N | 5 | 2026-02-05 | 0 | 0 | CM
53 | KKM/JKN/HSA/10-05-01/H/15/5043 | ECG (EKG) MACHINE | 2750 | HSASWIBE26006443 | LEVEL 6 (Wad Multidisiplin Perempuan) | Asset: ECG machine No asset: H/15/5043 Sn: SCT11486306PA Problem: ECG machine not functioning Location: Ward 6 | Normal | 0 days, 0 hrs, 10 mins | 2026-01-30 | 2026-01-31 | 10 | N | 0 |  | N | 2 | 2026-02-10 | 0 | 0 | CM
Previous Month (Workorder Closed)
TOTAL DEDUCTION FOR IND. B.1: | [12 empty] | 0 | TOTAL DEDUCTION FOR IND. B.2: |  |  |  |  | 4610
Formulas:
Last date of 7 working days (dd/mm/yy) = WORKDAY([Work Request Date],7,'Public Holiday'!$A2:A46)

## B3-SCHEDULED
MINISTRY OF HEALTH
Deduction Mapping Report Biomedical Engineering Maintenance Services (BEMS)
INDICATOR B.3 SCHEDULED MAINTENANCE
| HOSPITAL NAME : | HOSPITAL SHAH ALAM |  |  |  |  | MONTH/YEAR : |  | 2026-01-01
| STATE : | SELANGOR | [6 empty] | 271839.3405
| COMPANY : | AMBANG WIRA SDN BHD |  |  |  |  | FMS MONTHLY FEE (RM) @ 2.5% : |  | 6970.2395
Notes:
1) Deduction Ringgit Equivalent is based on Appendix 11 of the Agreement, Section B3 Key Deduction Indicators for BEMS
2) Deduction Value for Indicator B.3 is Deduction Ringgit Equivalent (per event)
3) Rescheduled Date is the final rescheduled date if there are multiple rescheduling
4) Display only asset affected by deduction
No | Asset No | Asset Description | Asset Purchase Price (RM) | Work Order No. | User Location | Scheduled Start Date | Scheduled End Date | Rescheduled Date | Maintenance Date | Validate Status (Y/N) | Deduction Ringgit Equivalent (RM) | Indicator B.3
[12 empty] | Deduction Value (RM) | Remarks/ Exemption
Current Month (Work order closed)
3 | KKM/JKN/HSA/10-05-01/H/15/4122 | CRYOSURGICAL UNIT | 58000 | HSASWOBE26002871 | Klinik Oftalmologi (OPHTHAL CLINIC) | 2026-01-02 | 2026-01-03 |  | 2026-01-02 | N | 120 | 0 | PPM DONE
4 | KKM/JKN/HSA/10-05-01/H/15/4157 | SAW OSCILLATING ELECTRIC | 11050 | HSASWOBE26002872 | WAD 11 (Orthopaedic Ward) | 2026-01-02 | 2026-01-03 |  | 2026-01-02 | N | 30 | 0 | PPM DONE
5 | KKM/JKN/HSA/10-05-01/H/15/4166 | VASCULAR DOPPLER | 10595 | HSASWOBE26002873 | Klinik Ortopedik (ORTHO CLINIC) | 2026-01-02 | 2026-01-03 |  | 2026-01-02 | N | 30 | 0 | PPM DONE
6 | KKM/JKN/HSA/10-05-01/H/15/4167 | VASCULAR DOPPLER | 10595 | HSASWOBE26002874 | Klinik Ortopedik (ORTHO CLINIC) | 2026-01-02 | 2026-01-03 |  | 2026-01-02 | N | 30 | 0 | PPM DONE
7 | KKM/JKN/HSA/10-05-01/H/15/4168 | VASCULAR DOPPLER | 10595 | HSASWOBE26002875 | Klinik Ortopedik (ORTHO CLINIC) | 2026-01-02 | 2026-01-03 |  | 2026-01-02 | N | 30 | 0 | PPM DONE
8 | KKM/JKN/HSA/10-05-01/H/15/4169 | VASCULAR DOPPLER | 10595 | HSASWOBE26002876 | Klinik Ortopedik (ORTHO CLINIC) | 2026-01-02 | 2026-01-03 |  | 2026-01-02 | N | 30 | 0 | PPM DONE
9 | KKM/JKN/HSA/10-05-01/H/15/434 | SMOKE EVACUATOR | 21000 | HSASWOBE26002877 | Dewan Bedah Utama (GOT) | 2026-01-02 | 2026-01-03 |  | 2026-01-02 | N | 50 | 0 | PPM DONE
10 | KKM/JKN/HSA/10-05-01/H/15/652 | TRANSCUTANEOUS/DEFIBRILLATOR PACER ANALYZER | 9900 | HSASWOBE26002878 | Unit Rawatan Koronari (CCU) | 2026-01-02 | 2026-01-03 |  | 2026-01-02 | N | 20 | 0 | PPM DONE
11 | KKM/JKN/HSA/10-05-01/H/15/653 | TRANSCUTANEOUS/DEFIBRILLATOR PACER ANALYZER | 9900 | HSASWOBE26002879 | Unit Rawatan Koronari (CCU) | 2026-01-02 | 2026-01-03 |  | 2026-01-02 | N | 20 | 0 | PPM DONE
12 | KKM/JKN/HSA/10-05-01/H/15/788 | SYRINGE INFUSION PUMP | 4300 | HSASWOBE26002880 | Unit Rawatan Rapi Neonatal (NICU) | 2026-01-02 | 2026-01-03 |  | 2026-01-02 | N | 10 | 0 | PPM DONE
13 | KKM/JKN/HSA/10-05-01/H/15/790 | SYRINGE INFUSION PUMP | 4300 | HSASWOBE26002881 | Unit Rawatan Rapi Neonatal (NICU) | 2026-01-02 | 2026-01-03 |  | 2026-01-02 | N | 10 | 0 | PPM DONE
14 | KKM/JKN/HSA/10-05-01/H/15/792 | SYRINGE INFUSION PUMP | 4300 | HSASWOBE26002882 | Unit Rawatan Rapi Neonatal (NICU) | 2026-01-02 | 2026-01-03 |  | 2026-01-02 | N | 10 | 0 | PPM DONE
15 | KKM/JKN/HSA/10-05-01/H/15/793 | SYRINGE INFUSION PUMP | 4300 | HSASWOBE26002883 | Unit Rawatan Rapi Neonatal (NICU) | 2026-01-02 | 2026-01-03 |  | 2026-01-02 | N | 10 | 0 | PPM DONE
16 | KKM/JKN/HSA/10-05-01/H/15/794 | SYRINGE INFUSION PUMP | 4300 | HSASWOBE26002884 | Unit Rawatan Rapi Neonatal (NICU) | 2026-01-02 | 2026-01-03 |  | 2026-01-02 | N | 10 | 0 | PPM DONE
18 | KKM/JKN/HSA/10-05-01/H/15/847 | SYRINGE INFUSION PUMP | 4300 | HSASWOBE26002886 | Unit Rawatan Rapi Neonatal (NICU) | 2026-01-02 | 2026-01-03 |  | 2026-01-02 | N | 10 | 0 | PPM DONE
19 | KKM/JKN/HSA/10-05-01/H/15/848 | SYRINGE INFUSION PUMP | 4300 | HSASWOBE26002887 | Unit Rawatan Rapi Neonatal (NICU) | 2026-01-02 | 2026-01-03 |  | 2026-01-02 | N | 10 | 0 | PPM DONE
20 | KKM/JKN/HSA/10-05-01/H/15/849 | SYRINGE INFUSION PUMP | 4300 | HSASWOBE26002888 | Unit Rawatan Rapi Neonatal (NICU) | 2026-01-02 | 2026-01-03 |  | 2026-01-02 | N | 10 | 0 | PPM DONE
21 | KKM/JKN/HSA/10-05-01/H/15/850 | SYRINGE INFUSION PUMP | 4300 | HSASWOBE26002889 | Unit Rawatan Rapi Neonatal (NICU) | 2026-01-02 | 2026-01-03 |  | 2026-01-02 | N | 10 | 0 | PPM DONE
22 | KKM/JKN/HSA/10-05-01/H/15/851 | SYRINGE INFUSION PUMP | 4300 | HSASWOBE26002890 | Unit Rawatan Rapi Neonatal (NICU) | 2026-01-02 | 2026-01-03 |  | 2026-01-02 | N | 10 | 0 | PPM DONE
23 | KKM/JKN/HSA/10-05-01/H/20/117 | SYRINGE INFUSION PUMP | 3150 | HSASWOBE26002891 | Wad 13 (VIP) | 2026-01-02 | 2026-01-03 |  | 2026-01-03 | N | 10 | 0 | PPM DONE
24 | KKM/JKN/HSA/10-05-01/H/15/4248 | HEMODIALYSIS MACHINE | 36300 | HSASWOBE26002895 | Unit Hemodialisis (HDU) | 2026-01-05 | 2026-01-06 |  | 2026-01-22 | N | 80 | 0 | PPM DONE
17 | KKM/JKN/HSA/10-05-01/H/15/884 | STRESS TEST EQUIPMENT | 70000 | HSASWOBE26002885 | Klinik Perubatan AM (GEN MEDICINE CLINIC) | 2026-01-02 | 2026-01-03 |  | 2026-01-03 | N | 150 | 0 | PPM DONE
28 | KKM/JKN/HSA/10-05-01/H/21/82 | VENTILATOR | 105000 | HSASWOBE26002899 | Unit Rawatan Rapi (ICU) | 2026-01-05 | 2026-01-06 |  | 2026-01-05 | N | 220 | 0 | PPM DONE
29 | KKM/JKN/HSA/10-05-01/H/21/83 | VENTILATOR | 105000 | HSASWOBE26002900 | Unit Rawatan Rapi (ICU) | 2026-01-05 | 2026-01-06 |  | 2026-01-05 | N | 220 | 0 | PPM DONE
30 | KKM/JKN/HSA/10-05-01/H/21/84 | VENTILATOR | 105000 | HSASWOBE26002901 | Unit Rawatan Rapi (ICU) | 2026-01-05 | 2026-01-06 |  | 2026-01-05 | N | 220 | 0 | PPM DONE
31 | KKM/JKN/HSA/10-05-01/H/21/85 | VENTILATOR | 105000 | HSASWOBE26002902 | Unit Rawatan Rapi (ICU) | 2026-01-05 | 2026-01-06 |  | 2026-01-05 | N | 220 | 0 | PPM DONE
32 | KKM/JKN/HSA/10-05-01/H/21/86 | VENTILATOR | 105000 | HSASWOBE26002903 | Unit Rawatan Rapi (ICU) | 2026-01-05 | 2026-01-06 |  | 2026-01-05 | N | 220 | 0 | PPM DONE
41 | KKM/JKN/HSA/10-05-01/R/15/7034 | INFANT/ BABY SCALER | 1500 | HSASWOBE26002912 | Unit Rawatan Perubatan Harian (MDC) | 2026-01-06 | 2026-01-07 |  | 2026-01-06 | N | 10 | 0 | PPM DONE
36 | KKM/JKN/HSA/10-05-01/H/15/607 | BRONCHOSCOPES | 28460 | HSASWOBE26002907 | Unit Rawatan Perubatan Harian (MDC) | 2026-01-06 | 2026-01-07 |  | 2026-01-06 | N | 60 | 0 | PPM DONE
43 | KKM/JKN/HSA/10-05-01/H/15/4871 | VASCULAR DOPPLER | 10595 | HSASWOBE26002914 | Unit Rawatan Koronari (CCU) | 2026-01-06 | 2026-01-07 |  | 2026-01-02 | N | 30 | 0 | PPM DONE
44 | KKM/JKN/HSA/10-05-01/R/22/11 | RIPPLE MATTRESS | 950 | HSASWOBE26002915 | Jabatan Kecemasan & Trauma (ED) | 2026-01-06 | 2026-01-07 |  | 2026-01-06 | N | 10 | 0 | PPM DONE
45 | KKM/JKN/HSA/10-05-01/R/22/12 | RIPPLE MATTRESS | 950 | HSASWOBE26002916 | Jabatan Kecemasan & Trauma (ED) | 2026-01-06 | 2026-01-07 |  | 2026-01-06 | N | 10 | 0 | PPM DONE
50 | KKM/JKN/HSA/10-05-01/H/21/346 | OXYGEN CONCENTRATOR | 4199 | HSASWOBE26002921 | Jabatan Kecemasan & Trauma (ED) | 2026-01-06 | 2026-01-07 |  | 2026-01-06 | N | 10 | 0 | PPM DONE
52 | KKM/JKN/HSA/10-05-01/H/21/344 | OXYGEN CONCENTRATOR | 4199 | HSASWOBE26002923 | Jabatan Kecemasan & Trauma (ED) | 2026-01-06 | 2026-01-07 |  | 2026-01-06 | N | 10 | 0 | PPM DONE
54 | KKM/JKN/HSA/10-05-01/H/15/5085 | ELECTROCARDIOGRAPH | 2750 | HSASWOBE26002925 | Dewan Bersalin (LDU) | 2026-01-07 | 2026-01-08 |  | 2026-01-07 | N | 10 | 0 | PPM DONE
58 | KKM/JKN/HSA/10-05-01/H/15/3964 | INCUBATOR, CARBON DIOXIDE(CO2) | 30000 | HSASWOBE26002929 | PATHOLOGY | 2026-01-08 | 2026-01-09 |  | 2026-01-22 | N | 70 | 0 | PPM DONE
59 | KKM/JKN/HSA/10-05-01/H/15/3965 | INCUBATOR, CARBON DIOXIDE(CO2) | 30000 | HSASWOBE26002930 | PATHOLOGY | 2026-01-08 | 2026-01-09 |  | 2026-01-22 | N | 70 | 0 | PPM DONE
60 | KKM/JKN/HSA/10-05-01/H/15/711 | SYRINGE INFUSION PUMP | 4300 | HSASWOBE26002931 | Unit Rawatan Rapi (ICU) | 2026-01-08 | 2026-01-09 |  | 2026-01-08 | N | 10 | 0 | PPM DONE
61 | KKM/JKN/HSA/10-05-01/H/15/712 | SYRINGE INFUSION PUMP | 4300 | HSASWOBE26002932 | Unit Rawatan Rapi (ICU) | 2026-01-08 | 2026-01-09 |  | 2026-01-08 | N | 10 | 0 | PPM DONE
62 | KKM/JKN/HSA/10-05-01/H/15/713 | SYRINGE INFUSION PUMP | 4300 | HSASWOBE26002933 | Unit Rawatan Rapi (ICU) | 2026-01-08 | 2026-01-09 |  | 2026-01-08 | N | 10 | 0 | PPM DONE
63 | KKM/JKN/HSA/10-05-01/R/15/15084 | PORTABLE FETAL DOPPLER/CAPNOGRAPH | 580 | HSASWOBE26002934 | Dewan Bersalin (LDU) | 2026-01-08 | 2026-01-09 |  | 2026-01-08 | N | 10 | 0 | PPM DONE
65 | KKM/JKN/HSA/10-05-01/H/15/2480 | LIGHT SOURCE | 14000 | HSASWOBE26002936 | Klinik Otorinolaringologi (ORL) (ENT CLINIC) | 2026-01-08 | 2026-01-09 |  | 2026-01-08 | N | 30 | 0 | PPM DONE
66 | KKM/JKN/HSA/10-05-01/H/15/2481 | LIGHT SOURCE | 14000 | HSASWOBE26002937 | Klinik Otorinolaringologi (ORL) (ENT CLINIC) | 2026-01-08 | 2026-01-09 |  | 2026-01-08 | N | 30 | 0 | PPM DONE
68 | KKM/JKN/HSA/10-05-01/R/15/15086 | PORTABLE FETAL DOPPLER/CAPNOGRAPH | 580 | HSASWOBE26002939 | Dewan Bersalin (LDU) | 2026-01-08 | 2026-01-09 |  | 2026-01-08 | N | 10 | 0 | PPM DONE
69 | KKM/JKN/HSA/10-05-01/H/15/3966 | INKUBATOR (INCUBATOR) | 4000 | HSASWOBE26002948 | PATHOLOGY | 2026-01-09 | 2026-01-10 |  | 2026-01-22 | N | 10 | 0 | PPM DONE
70 | KKM/JKN/HSA/10-05-01/H/15/3967 | INKUBATOR (INCUBATOR) | 4000 | HSASWOBE26002949 | PATHOLOGY | 2026-01-09 | 2026-01-10 |  | 2026-01-22 | N | 10 | 0 | PPM DONE
73 | KKM/JKN/HSA/10-05-01/H/15/1029 | PATIENT MONITORING EQUIP.(AUTOMATIC MULTIPARAMETER) | 5185 | HSASWOBE26002952 | WAD 11 (Orthopaedic Ward) | 2026-01-09 | 2026-01-10 |  | 2026-01-09 | N | 20 | 0 | PPM DONE
74 | KKM/JKN/HSA/10-05-01/R/15/7126 | PULP TESTER | 1000 | HSASWOBE26002953 | Klinik Bedah Mulut & Klinik Pergigian Pediatrik | 2026-01-09 | 2026-01-10 |  | 2026-01-09 | N | 10 | 0 | PPM DONE
75 | KKM/JKN/HSA/10-05-01/R/15/7127 | PULP TESTER | 1000 | HSASWOBE26002954 | Klinik Bedah Mulut & Klinik Pergigian Pediatrik | 2026-01-09 | 2026-01-10 |  | 2026-01-09 | N | 10 | 0 | PPM DONE
76 | KKM/JKN/HSA/10-05-01/R/15/7128 | PULP TESTER | 1000 | HSASWOBE26002955 | Klinik Bedah Mulut & Klinik Pergigian Pediatrik | 2026-01-09 | 2026-01-10 |  | 2026-01-09 | N | 10 | 0 | PPM DONE
77 | KKM/JKN/HSA/10-05-01/H/15/4894 | #N/A | 7150 | HSASWOBE26002956 | Jabatan Kecemasan & Trauma (ED) | 2026-01-09 | 2026-01-10 |  | 2026-01-09 | N | 20 | 0 | PPM DONE
78 | KKM/JKN/HSA/10-05-01/H/15/4177 | PATIENT MONITORING EQUIP.(AUTOMATIC MULTIPARAMETER) | 5185 | HSASWOBE26002957 | WAD 11 (Orthopaedic Ward) | 2026-01-09 | 2026-01-10 |  | 2026-01-09 | N | 20 | 0 | PPM DONE
79 | KKM/JKN/HSA/10-05-01/R/15/15915 | SPOT VITAL SIGN (NIBP) | 1855 | HSASWOBE26002958 | Klinik Oftalmologi (OPHTHAL CLINIC) | 2026-01-09 | 2026-01-10 |  | 2026-01-09 | N | 10 | 0 | PPM DONE
80 | KKM/JKN/HSA/10-05-01/R/15/16746 | SPOT VITAL SIGN (NIBP) | 1855 | HSASWOBE26002959 | Klinik Perubatan AM (GEN MEDICINE CLINIC) | 2026-01-09 | 2026-01-10 |  | 2026-01-10 | N | 10 | 0 | PPM DONE
82 | KKM/JKN/HSA/10-05-01/H/21/130 | Infusion Pumps, Syringe | 25500 | HSASWOBE26002961 | Unit Rawatan Rapi (ICU) | 2026-01-09 | 2026-01-10 |  | 2026-01-09 | N | 60 | 0 | PPM DONE
83 | KKM/JKN/HSA/10-05-01/H/21/131 | Infusion Pumps, Syringe | 25500 | HSASWOBE26002962 | Unit Rawatan Rapi (ICU) | 2026-01-09 | 2026-01-10 |  | 2026-01-09 | N | 60 | 0 | PPM DONE
84 | KKM/JKN/HSA/10-05-01/H/21/132 | Infusion Pumps, Syringe | 25500 | HSASWOBE26002963 | Unit Rawatan Rapi (ICU) | 2026-01-09 | 2026-01-10 |  | 2026-01-09 | N | 60 | 0 | PPM DONE
85 | KKM/JKN/HSA/10-05-01/H/21/133 | Infusion Pumps, Syringe | 25500 | HSASWOBE26002964 | Unit Rawatan Rapi (ICU) | 2026-01-09 | 2026-01-10 |  | 2026-01-09 | N | 60 | 0 | PPM DONE
86 | KKM/JKN/HSA/10-05-01/H/21/134 | Infusion Pumps, Syringe | 25500 | HSASWOBE26002965 | Unit Rawatan Rapi (ICU) | 2026-01-09 | 2026-01-10 |  | 2026-01-09 | N | 60 | 0 | PPM DONE
96 | KKM/JKN/HSA/10-05-01/H/22/109 | #REF! | 3900 | HSASWOBE26002975 | Wad 13 (VIP) | 2026-01-09 | 2026-01-10 |  | 2026-01-10 | N | 10 | 0 | PPM DONE
97 | KKM/JKN/HSA/10-05-01/H/21/210 | #REF! | 5066 | HSASWOBE26002976 | Wad 13 (VIP) | 2026-01-09 | 2026-01-10 |  | 2026-01-10 | N | 20 | 0 | PPM DONE
102 | KKM/JKN/HSA/10-05-01/H/15/3647 | TRAUMA KIT FIRST RESPONDER BAG | 6350 | HSASWOBE26002981 | Jabatan Kecemasan & Trauma (ED) | 2026-01-12 | 2026-01-13 |  | 2026-01-13 | N | 20 | 0 | PPM DONE
103 | KKM/JKN/HSA/10-05-01/H/15/3648 | TRAUMA KIT FIRST RESPONDER BAG | 6350 | HSASWOBE26002982 | Jabatan Kecemasan & Trauma (ED) | 2026-01-12 | 2026-01-13 |  | 2026-01-13 | N | 20 | 0 | PPM DONE
104 | KKM/JKN/HSA/10-05-01/H/15/3649 | TRAUMA KIT FIRST RESPONDER BAG | 6350 | HSASWOBE26002983 | Jabatan Kecemasan & Trauma (ED) | 2026-01-12 | 2026-01-13 |  | 2026-01-13 | N | 20 | 0 | PPM DONE
105 | KKM/JKN/HSA/10-05-01/H/15/3650 | TRAUMA KIT FIRST RESPONDER BAG | 6350 | HSASWOBE26002984 | Jabatan Kecemasan & Trauma (ED) | 2026-01-12 | 2026-01-13 |  | 2026-01-13 | N | 20 | 0 | PPM DONE
106 | KKM/JKN/HSA/10-05-01/H/15/3651 | TRAUMA KIT FIRST RESPONDER BAG | 6350 | HSASWOBE26002985 | Jabatan Kecemasan & Trauma (ED) | 2026-01-12 | 2026-01-13 |  | 2026-01-13 | N | 20 | 0 | PPM DONE
107 | KKM/JKN/HSA/10-05-01/H/15/3652 | TRAUMA KIT FIRST RESPONDER BAG | 6350 | HSASWOBE26002986 | Jabatan Kecemasan & Trauma (ED) | 2026-01-12 | 2026-01-13 |  | 2026-01-13 | N | 20 | 0 | PPM DONE
108 | KKM/JKN/HSA/10-05-01/H/15/3653 | TRAUMA KIT FIRST RESPONDER BAG | 6350 | HSASWOBE26002987 | Jabatan Kecemasan & Trauma (ED) | 2026-01-12 | 2026-01-13 |  | 2026-01-13 | N | 20 | 0 | PPM DONE
109 | KKM/JKN/HSA/10-05-01/H/15/3654 | TRAUMA KIT FIRST RESPONDER BAG | 6350 | HSASWOBE26002988 | Jabatan Kecemasan & Trauma (ED) | 2026-01-12 | 2026-01-13 |  | 2026-01-13 | N | 20 | 0 | PPM DONE
110 | KKM/JKN/HSA/10-05-01/H/22/94 | #REF! | 2800 | HSASWOBE26002989 | LEVEL 6 (Wad Multidisiplin Perempuan) | 2026-01-12 | 2026-01-13 |  | 2026-01-12 | N | 10 | 0 | PPM DONE
111 | KKM/JKN/HSA/10-05-01/H/22/93 | #REF! | 2800 | HSASWOBE26002990 | LEVEL 6 (Wad Multidisiplin Perempuan) | 2026-01-12 | 2026-01-13 |  | 2026-01-12 | N | 10 | 0 | PPM DONE
112 | KKM/JKN/HSA/10-05-01/H/22/9 | #REF! | 3300 | HSASWOBE26002991 | LEVEL 6 (Wad Multidisiplin Perempuan) | 2026-01-12 | 2026-01-13 |  | 2026-01-12 | N | 10 | 0 | PPM DONE
113 | KKM/JKN/HSA/10-05-01/H/21/306 | #REF! | 5066 | HSASWOBE26002992 | LEVEL 6 (Wad Multidisiplin Perempuan) | 2026-01-12 | 2026-01-13 |  | 2026-01-12 | N | 20 | 0 | PPM DONE
114 | KKM/JKN/HSA/10-05-01/H/22/107 | #REF! | 3900 | HSASWOBE26002993 | LEVEL 6 (Wad Multidisiplin Perempuan) | 2026-01-12 | 2026-01-13 |  | 2026-01-12 | N | 10 | 0 | PPM DONE
119 | KKM/JKN/HSA/10-05-01/H/16/180 | VENTILATOR | 34500 | HSASWOBE26003001 | Jabatan Kecemasan & Trauma (ED) | 2026-01-13 | 2026-01-14 |  | 2026-01-14 | N | 70 | 0 | PPM DONE
144 | KKM/JKN/HSA/10-05-01/H/21/204 | ECG MACHINE | 4200 | HSASWOBE26003026 | Unit Rawatan Rapi (ICU) | 2026-01-14 | 2026-01-15 |  | 2026-01-14 | N | 10 | 0 | PPM DONE
125 | KKM/JKN/HSA/10-05-01/H/21/1 | #REF! | 3000 | HSASWOBE26003007 | WAD 12 (Paediatric Ward) | 2026-01-13 | 2026-01-14 |  | 2026-01-14 | N | 10 | 0 | PPM DONE
126 | KKM/JKN/HSA/10-05-01/H/21/323 | #REF! | 59000 | HSASWOBE26003008 | WAD 12 (Paediatric Ward) | 2026-01-13 | 2026-01-14 |  | 2026-01-14 | N | 120 | 0 | PPM DONE
127 | KKM/JKN/HSA/10-05-01/H/15/3968 | INKUBATOR (INCUBATOR) | 6000 | HSASWOBE26003009 | PATHOLOGY | 2026-01-14 | 2026-01-15 |  | 2026-01-22 | N | 20 | 0 | PPM DONE
128 | KKM/JKN/HSA/10-05-01/H/15/3969 | HOT AIR OVEN MEMMERT | 3000 | HSASWOBE26003010 | PATHOLOGY | 2026-01-14 | 2026-01-15 |  | 2026-01-22 | N | 10 | 0 | PPM DONE
129 | KKM/JKN/HSA/10-05-01/H/15/3983 | PLATELET AGITATOR WITH INCUBATOR | 25000 | HSASWOBE26003011 | PATHOLOGY | 2026-01-14 | 2026-01-15 |  | 2026-01-14 | N | 60 | 0 | PPM DONE
130 | KKM/JKN/HSA/10-05-01/H/15/3984 | PLATELET AGITATOR WITH INCUBATOR | 25000 | HSASWOBE26003012 | PATHOLOGY | 2026-01-14 | 2026-01-15 |  | 2026-01-14 | N | 60 | 0 | PPM DONE
137 | KKM/JKN/HSA/10-05-01/R/15/7129 | PULP TESTER | 1000 | HSASWOBE26003019 | Klinik Bedah Mulut & Klinik Pergigian Pediatrik | 2026-01-14 | 2026-01-15 |  | 2026-01-14 | N | 10 | 0 | PPM DONE
147 | KKM/JKN/HSA/10-05-01/H/15/3970 | HOT AIR DRIER | 4000 | HSASWOBE26003031 | PATHOLOGY | 2026-01-15 | 2026-01-16 |  | 2026-01-22 | N | 10 | 0 | PPM DONE
148 | KKM/JKN/HSA/10-05-01/H/15/3971 | HOT AIR DRIER | 4000 | HSASWOBE26003032 | PATHOLOGY | 2026-01-15 | 2026-01-16 |  | 2026-01-22 | N | 10 | 0 | PPM DONE
149 | KKM/JKN/HSA/10-05-01/H/15/4032 | ECG (EKG) MACHINE | 2750 | HSASWOBE26003033 | Unit Hemodialisis (HDU) | 2026-01-15 | 2026-01-16 |  | 2026-01-16 | N | 10 | 0 | PPM DONE
150 | KKM/JKN/HSA/10-05-01/R/15/14842 | BLOOD PRESSURE MONITOR (SPHYGMOMANOMETER) | 452.81 | HSASWOBE26003034 | LEVEL 6 (Wad Multidisiplin Perempuan) | 2026-01-15 | 2026-01-16 |  | 2026-01-15 | N | 10 | 0 | PPM DONE
151 | KKM/JKN/HSA/10-05-01/R/15/14843 | BLOOD PRESSURE MONITOR (SPHYGMOMANOMETER) | 452.81 | HSASWOBE26003035 | LEVEL 6 (Wad Multidisiplin Perempuan) | 2026-01-15 | 2026-01-16 |  | 2026-01-15 | N | 10 | 0 | PPM DONE
152 | KKM/JKN/HSA/10-05-01/R/15/14878 | BLOOD PRESSURE MONITOR (SPHYGMOMANOMETER) | 452.81 | HSASWOBE26003036 | WAD 8A (Wad Obstetrik & Ginekologi 8A) | 2026-01-15 | 2026-01-16 |  | 2026-01-16 | N | 10 | 0 | PPM DONE
157 | KKM/JKN/HSA/10-05-01/H/15/1662 | DENTAL IMPLANT SYSTEM | 9250 | HSASWOBE26003041 | Klinik Bedah Mulut & Klinik Pergigian Pediatrik | 2026-01-15 | 2026-01-16 |  | 2026-01-15 | N | 20 | 0 | PPM DONE
158 | KKM/JKN/HSA/10-05-01/H/15/1663 | DENTAL IMPLANT SYSTEM | 9250 | HSASWOBE26003042 | Klinik Bedah Mulut & Klinik Pergigian Pediatrik | 2026-01-15 | 2026-01-16 |  | 2026-01-15 | N | 20 | 0 | PPM DONE
159 | KKM/JKN/HSA/10-05-01/H/15/1664 | DENTAL IMPLANT SYSTEM | 9250 | HSASWOBE26003043 | Klinik Bedah Mulut & Klinik Pergigian Pediatrik | 2026-01-15 | 2026-01-16 |  | 2026-01-15 | N | 20 | 0 | PPM DONE
160 | KKM/JKN/HSA/10-05-01/H/15/1701 | DENTAL CURING LIGHT | 2550 | HSASWOBE26003044 | Klinik Bedah Mulut & Klinik Pergigian Pediatrik | 2026-01-15 | 2026-01-16 |  | 2026-01-15 | N | 10 | 0 | PPM DONE
161 | KKM/JKN/HSA/10-05-01/H/15/1702 | DENTAL CURING LIGHT | 2550 | HSASWOBE26003045 | Klinik Bedah Mulut & Klinik Pergigian Pediatrik | 2026-01-15 | 2026-01-16 |  | 2026-01-15 | N | 10 | 0 | PPM DONE
162 | KKM/JKN/HSA/10-05-01/H/15/1703 | DENTAL CURING LIGHT | 2550 | HSASWOBE26003046 | Klinik Bedah Mulut & Klinik Pergigian Pediatrik | 2026-01-15 | 2026-01-16 |  | 2026-01-15 | N | 10 | 0 | PPM DONE
163 | KKM/JKN/HSA/10-05-01/H/15/1704 | DENTAL CURING LIGHT | 2550 | HSASWOBE26003047 | Klinik Bedah Mulut & Klinik Pergigian Pediatrik | 2026-01-15 | 2026-01-16 |  | 2026-01-15 | N | 10 | 0 | PPM DONE
164 | KKM/JKN/HSA/10-05-01/H/15/1705 | DENTAL CURING LIGHT | 2550 | HSASWOBE26003048 | Klinik Bedah Mulut & Klinik Pergigian Pediatrik | 2026-01-15 | 2026-01-16 |  | 2026-01-15 | N | 10 | 0 | PPM DONE
165 | KKM/JKN/HSA/10-05-01/H/15/1706 | DENTAL CURING LIGHT | 2550 | HSASWOBE26003049 | Klinik Bedah Mulut & Klinik Pergigian Pediatrik | 2026-01-15 | 2026-01-16 |  | 2026-01-15 | N | 10 | 0 | PPM DONE
172 | KKM/JKN/HSA/10-05-01/H/22/105 | #REF! | 18600 | HSASWOBE26003056 | Jabatan Kecemasan & Trauma (ED) | 2026-01-15 | 2026-01-16 |  | 2026-01-16 | N | 40 | 0 | PPM DONE
173 | KKM/JKN/HSA/10-05-01/H/20/115 | #REF! | 85000 | HSASWOBE26003057 | Unit Rawatan Rapi (ICU) | 2026-01-15 | 2026-01-16 |  | 2026-01-15 | N | 180 | 0 | PPM DONE
174 | KKM/JKN/HSA/10-05-01/H/20/138 | #REF! | 97000 | HSASWOBE26003058 | Unit Rawatan Rapi (ICU) | 2026-01-15 | 2026-01-16 |  | 2026-01-15 | N | 200 | 0 | PPM DONE
175 | KKM/JKN/HSA/10-05-01/H/20/219 | #REF! | 40000 | HSASWOBE26003059 | Unit Rawatan Rapi (ICU) | 2026-01-15 | 2026-01-16 |  | 2026-01-15 | N | 90 | 0 | PPM DONE
177 | KKM/JKN/HSA/10-05-01/H/15/2757 | ELECTROTHERAPY BIOFEEDBACK | 18204 | HSASWOBE26003063 | Jabatan Perubatan Rehabilitasi | 2026-01-16 | 2026-01-17 |  | 2026-01-16 | N | 40 | 0 | PPM DONE
179 | KKM/JKN/HSA/10-05-01/H/16/68 | SLIT LAMP | 49999 | HSASWOBE26003065 | Klinik Oftalmologi (OPHTHAL CLINIC) | 2026-01-16 | 2026-01-17 |  | 2026-01-16 | N | 100 | 0 | PPM DONE
180 | KKM/JKN/HSA/10-05-01/R/15/14884 | BLOOD PRESSURE MONITOR (SPHYGMOMANOMETER) | 452.81 | HSASWOBE26003066 | Klinik Perubatan AM (GEN MEDICINE CLINIC) | 2026-01-16 | 2026-01-17 |  | 2026-01-16 | N | 10 | 0 | PPM DONE
181 | KKM/JKN/HSA/10-05-01/R/15/15101 | PORTABLE FETAL DOPPLER/CAPNOGRAPH | 580 | HSASWOBE26003067 | Klinik Obstetrik Ginekologi (O&G CLINIC) | 2026-01-16 | 2026-01-17 |  | 2026-01-16 | N | 10 | 0 | PPM DONE
183 | KKM/JKN/HSA/10-05-01/H/15/2045 | APEX LOCATOR | 2400 | HSASWOBE26003069 | Klinik Bedah Mulut & Klinik Pergigian Pediatrik | 2026-01-16 | 2026-01-17 |  | 2026-01-16 | N | 10 | 0 | PPM DONE
184 | KKM/JKN/HSA/10-05-01/H/15/1660 | DENTAL ELECTROSURGERY SET | 5875 | HSASWOBE26003070 | Klinik Bedah Mulut & Klinik Pergigian Pediatrik | 2026-01-16 | 2026-01-17 |  | 2026-01-16 | N | 20 | 0 | PPM DONE
185 | KKM/JKN/HSA/10-05-01/H/15/1661 | MODEL SURVEYOR | 2200 | HSASWOBE26003071 | Klinik Bedah Mulut & Klinik Pergigian Pediatrik | 2026-01-16 | 2026-01-17 |  | 2026-01-16 | N | 10 | 0 | PPM DONE
189 | KKM/JKN/HSA/10-05-01/R/15/7130 | PULP TESTER | 1000 | HSASWOBE26003075 | Klinik Bedah Mulut & Klinik Pergigian Pediatrik | 2026-01-16 | 2026-01-17 |  | 2026-01-16 | N | 10 | 0 | PPM DONE
199 | KKM/JKN/HSA/10-05-01/H/22/95 | #REF! | 2800 | HSASWOBE26003085 | Wad 13 (VIP) | 2026-01-16 | 2026-01-17 |  | 2026-01-17 | N | 10 | 0 | PPM DONE
200 | KKM/JKN/HSA/10-05-01/H/22/8 | #REF! | 3300 | HSASWOBE26003086 | Wad 13 (VIP) | 2026-01-16 | 2026-01-17 |  | 2026-01-17 | N | 10 | 0 | PPM DONE
209 | KKM/JKN/HSA/10-05-01/R/15/7136 | PATIENT MONITORING EQUIP.(AUTOMATIC MULTIPARAMETER) | 1855 | HSASWOBE26003099 | WAD 9A (Wad Pembedahan Lelaki 9A) | 2026-01-20 | 2026-01-21 |  | 2026-01-20 | N | 10 | 0 | PPM DONE
214 | KKM/JKN/HSA/10-05-01/H/21/305 | #REF! | 2800 | HSASWOBE26003104 | WAD 9B (Wad Pembedahan Lelaki 9B) | 2026-01-20 | 2026-01-21 |  | 2026-01-21 | N | 10 | 0 | PPM DONE
217 | KKM/JKN/HSA/10-05-01/H/21/81 | #REF! | 150000 | HSASWOBE26003107 | Unit Rawatan Rapi (ICU) | 2026-01-20 | 2026-01-21 |  | 2026-01-20 | N | 310 | 0 | PPM DONE
221 | KKM/JKN/HSA/10-05-01/H/15/1609 | INFANT VENTILATOR | 53000 | HSASWOBE26003112 | Unit Rawatan Rapi Neonatal (NICU) | 2026-01-22 | 2026-01-23 |  | 2026-01-22 | N | 110 | 0 | PPM DONE
224 | KKM/JKN/HSA/10-05-01/R/15/15104 | PORTABLE FETAL DOPPLER/CAPNOGRAPH | 580 | HSASWOBE26003115 | Klinik Obstetrik Ginekologi (O&G CLINIC) | 2026-01-22 | 2026-01-23 |  | 2026-01-22 | N | 10 | 0 | PPM DONE
229 | KKM/JKN/HSA/10-05-01/R/22/31 | #REF! | 1250 | HSASWOBE26003120 | (Multidiscipline Ward) MDW | 2026-01-22 | 2026-01-23 |  | 2026-01-23 | N | 10 | 0 | PPM DONE
| KKM/JKN/HSA/10-05-01/H/15/3631 | ORTHOPEDIC GRAP DRILL | 89185 | HSASWOBE26003123 | Dewan Bedah Utama (GOT) | 2026-01-23 | 2026-01-24 |  | 2026-01-23 | N | 180 | 0 | PPM DONE
| KKM/JKN/HSA/10-05-01/H/15/3632 | ORTHOPEDIC GRAP DRILL | 89185 | HSASWOBE26003124 | Dewan Bedah Utama (GOT) | 2026-01-23 | 2026-01-24 |  | 2026-01-22 | N | 180 | 0 | PPM DONE
| KKM/JKN/HSA/10-05-01/H/15/3633 | ORTHOPEDIC GRAP DRILL | 89185 | HSASWOBE26003125 | Dewan Bedah Utama (GOT) | 2026-01-23 | 2026-01-24 |  | 2026-01-23 | N | 180 | 0 | PPM DONE
| KKM/JKN/HSA/10-05-01/H/15/4159 | ECG (EKG) MACHINE | 2750 | HSASWOBE26003131 | WAD 11 (Orthopaedic Ward) | 2026-01-23 | 2026-01-24 |  | 2026-01-23 | N | 10 | 0 | PPM DONE
| KKM/JKN/HSA/10-05-01/H/16/33 | VENAFLOW SYSTEM | 3800 | HSASWOBE26003132 | WAD 11 (Orthopaedic Ward) | 2026-01-23 | 2026-01-24 |  | 2026-01-23 | N | 10 | 0 | PPM DONE
| KKM/JKN/HSA/10-05-01/R/20/253 | #REF! | 633 | HSASWOBE26003142 | PAC | 2026-01-23 | 2026-01-24 |  | 2026-01-23 | N | 10 | 0 | PPM DONE
| KKM/JKN/HSA/10-05-01/H/22/139 | #REF! | 21000 | HSASWOBE26003143 | WAD 12 (Paediatric Ward) | 2026-01-23 | 2026-01-24 |  | 2026-01-24 | N | 50 | 0 | PPM DONE
| KKM/JKN/HSA/10-05-01/H/22/140 | #REF! | 21000 | HSASWOBE26003144 | WAD 12 (Paediatric Ward) | 2026-01-23 | 2026-01-24 |  | 2026-01-17 | N | 50 | 0 | PPM DONE
| KKM/JKN/HSA/10-05-01/H/21/278 | #REF! | 8500 | HSASWOBE26003145 | Jabatan Kecemasan & Trauma (ED) | 2026-01-23 | 2026-01-24 |  | 2026-01-24 | N | 20 | 0 | PPM DONE
| KKM/JKN/HSA/10-05-01/H/21/279 | #REF! | 8500 | HSASWOBE26003146 | Jabatan Kecemasan & Trauma (ED) | 2026-01-23 | 2026-01-24 |  | 2026-01-24 | N | 20 | 0 | PPM DONE
| KKM/JKN/HSA/10-05-01/H/21/280 | #REF! | 8500 | HSASWOBE26003147 | Jabatan Kecemasan & Trauma (ED) | 2026-01-23 | 2026-01-24 |  | 2026-01-24 | N | 20 | 0 | PPM DONE
| KKM/JKN/HSA/10-05-01/H/21/227 | #REF! | 2400 | HSASWOBE26003153 | WAD 11 (Orthopaedic Ward) | 2026-01-26 | 2026-01-27 |  | 2026-01-26 | N | 10 | 0 | PPM DONE
| KKM/JKN/HSA/10-05-01/H/21/228 | #REF! | 2400 | HSASWOBE26003154 | WAD 11 (Orthopaedic Ward) | 2026-01-26 | 2026-01-27 |  | 2026-01-26 | N | 10 | 0 | PPM DONE
| KKM/JKN/HSA/10-05-01/H/21/229 | #REF! | 2400 | HSASWOBE26003155 | WAD 11 (Orthopaedic Ward) | 2026-01-26 | 2026-01-27 |  | 2026-01-26 | N | 10 | 0 | PPM DONE
| KKM/JKN/HSA/10-05-01/H/16/52 | DIGITAL NITROUS OXIDE SEDATION SYSTEM | 28000 | HSASWOBE26003159 | Klinik Bedah Mulut & Klinik Pergigian Pediatrik | 2026-01-27 | 2026-01-28 |  | 2026-01-27 | N | 60 | 0 | PPM DONE
| KKM/JKN/HSA/10-05-01/H/15/4893 | COMPRESSOR AIR (DENTAL) | 13000 | HSASWOBE26003160 | Jabatan Kecemasan & Trauma (ED) | 2026-01-27 | 2026-01-28 |  | 2026-01-28 | N | 30 | 0 | PPM DONE
| KKM/JKN/HSA/10-05-01/H/16/48 | LAB CENTRIFUGE | 12800 | HSASWOBE26003161 | Klinik Bedah Mulut & Klinik Pergigian Pediatrik | 2026-01-27 | 2026-01-28 |  | 2026-01-27 | N | 30 | 0 | PPM DONE
| KKM/JKN/HSA/10-05-01/H/15/4162 | VASCULAR DOPPLER | 10595 | HSASWOBE26003163 | Klinik Ortopedik (ORTHO CLINIC) | 2026-01-28 | 2026-01-29 |  | 2026-01-28 | N | 30 | 0 | PPM DONE
| KKM/JKN/HSA/10-05-01/H/21/187 | CONTINUOUS RENAL REPLACEMENT THERAPY | 117707.5 | HSASWOBE26003168 | Unit Rawatan Rapi (ICU) | 2026-01-29 | 2026-01-30 |  | 2026-01-28 | N | 240 | 0 | PPM DONE
| KKM/JKN/HSA/10-05-01/R/15/7143 | PATIENT MONITORING EQUIP.(AUTOMATIC MULTIPARAMETER) | 1855 | HSASWOBE26003170 | Klinik Otorinolaringologi (ORL) (ENT CLINIC) | 2026-01-30 | 2026-01-31 |  | 2026-01-30 | N | 10 | 0 | PPM DONE
| KKM/JKN/HSA/10-05-01/R/15/7145 | PATIENT MONITORING EQUIP.(AUTOMATIC MULTIPARAMETER) | 1855 | HSASWOBE26003172 | Klinik Oftalmologi (OPHTHAL CLINIC) | 2026-01-30 | 2026-01-31 |  | 2026-01-30 | N | 10 | 0 | PPM DONE
| KKM/JKN/HSA/10-05-01/R/15/7147 | PATIENT MONITORING EQUIP.(AUTOMATIC MULTIPARAMETER) | 1855 | HSASWOBE26003173 | Klinik Pembedahan Am (GEN SURGICAL CLINIC) | 2026-01-30 | 2026-01-31 |  | 2026-01-30 | N | 10 | 0 | PPM DONE
Current Month (Work order open)
1 | KKM/JKN/HSA/10-05-01/H/15/1166 | SURGICAL MICROSCOPE | 265900 | HSASWOBE26002869 | Dewan Bedah Utama (GOT) | 2026-01-02 | 2026-01-03 |  |  | N | 540 | 0 | RESCHEDULE
2 | KKM/JKN/HSA/10-05-01/H/15/2134 | PATIENT MONITORING EQUIP.(AUTOMATIC MULTIPARAMETER) | 9000 | HSASWOBE26002870 | WAD 10B (Wad Perubatan Perempuan 10B) | 2026-01-02 | 2026-01-03 |  |  | N | 20 | 0 | RESCHEDULE. ASET IN USE
25 | KKM/JKN/HSA/10-05-01/H/15/4249 | HEMODIALYSIS MACHINE | 36300 | HSASWOBE26002896 | Unit Hemodialisis (HDU) | 2026-01-05 | 2026-01-06 |  |  | N | 80 | 0 | RESCHEDULE
26 | KKM/JKN/HSA/10-05-01/H/16/161 | BOTTLE WARMER | 2500 | HSASWOBE26002897 | Jabatan Pengimejan & Diagnostik | 2026-01-05 | 2026-01-06 |  |  | N | 10 | 0 | RESCHEDULE
27 | KKM/JKN/HSA/10-05-01/H/16/162 | BOTTLE WARMER | 2500 | HSASWOBE26002898 | Jabatan Pengimejan & Diagnostik | 2026-01-05 | 2026-01-06 |  |  | N | 10 | 0 | RESCHEDULE
33 | KKM/JKN/HSA/10-05-01/H/15/1012 | NASOPHARYNGOSCOPE FIBEROPTIC | 32850 | HSASWOBE26002904 | Klinik Otorinolaringologi (ORL) (ENT CLINIC) | 2026-01-06 | 2026-01-07 |  |  | N | 70 | 0 | RESCHEDULE
34 | KKM/JKN/HSA/10-05-01/H/15/2135 | PATIENT MONITORING EQUIP.(AUTOMATIC MULTIPARAMETER) | 9000 | HSASWOBE26002905 | WAD 10B (Wad Perubatan Perempuan 10B) | 2026-01-06 | 2026-01-07 |  |  | N | 20 | 0 | RESCHEDULE. ASET IN USE
35 | KKM/JKN/HSA/10-05-01/H/15/4170 | VASCULAR DOPPLER | 10595 | HSASWOBE26002906 | Unit Rawatan Rapi (ICU) | 2026-01-06 | 2026-01-07 |  |  | N | 30 | 0 | RESCHEDULE
37 | KKM/JKN/HSA/10-05-01/H/15/954 | BLOOD FLUID WARMER | 8800 | HSASWOBE26002908 | Dewan Bedah Utama (GOT) | 2026-01-06 | 2026-01-07 |  |  | N | 20 | 0 | RESCHEDULE
38 | KKM/JKN/HSA/10-05-01/R/15/7031 | INFANT/ BABY SCALER | 1500 | HSASWOBE26002909 | Unit Rawatan Rapi Neonatal (NICU) | 2026-01-06 | 2026-01-07 |  |  | N | 10 | 0 | RESCHEDULE
39 | KKM/JKN/HSA/10-05-01/R/15/7032 | INFANT/ BABY SCALER | 1500 | HSASWOBE26002910 | Unit Rawatan Rapi Neonatal (NICU) | 2026-01-06 | 2026-01-07 |  |  | N | 10 | 0 | RESCHEDULE
40 | KKM/JKN/HSA/10-05-01/R/15/7033 | INFANT/ BABY SCALER | 1500 | HSASWOBE26002911 | Unit Rawatan Rapi Neonatal (NICU) | 2026-01-06 | 2026-01-07 |  |  | N | 10 | 0 | RESCHEDULE
42 | KKM/JKN/HSA/10-05-01/R/15/6958 | WEIGHING SCALE TOP LOADING | 540 | HSASWOBE26002913 | Unit Rawatan Rapi Neonatal (NICU) | 2026-01-06 | 2026-01-07 |  |  | N | 10 | 0 | RESCHEDULE
46 | KKM/JKN/HSA/10-05-01/R/22/13 | RIPPLE MATTRESS | 950 | HSASWOBE26002917 | Unit Rawatan Rapi (ICU) | 2026-01-06 | 2026-01-07 |  |  | N | 10 | 0 | RESCHEDULE
47 | KKM/JKN/HSA/10-05-01/R/22/14 | RIPPLE MATTRESS | 950 | HSASWOBE26002918 | Unit Rawatan Rapi (ICU) | 2026-01-06 | 2026-01-07 |  |  | N | 10 | 0 | RESCHEDULE
48 | KKM/JKN/HSA/10-05-01/R/22/15 | RIPPLE MATTRESS | 950 | HSASWOBE26002919 | Unit Rawatan Rapi (ICU) | 2026-01-06 | 2026-01-07 |  |  | N | 10 | 0 | RESCHEDULE
49 | KKM/JKN/HSA/10-05-01/H/21/347 | OXYGEN CONCENTRATOR | 4199 | HSASWOBE26002920 | Jabatan Kecemasan & Trauma (ED) | 2026-01-06 | 2026-01-07 |  |  | N | 10 | 0 | RESCHEDULE
51 | KKM/JKN/HSA/10-05-01/H/21/345 | OXYGEN CONCENTRATOR | 4199 | HSASWOBE26002922 | Jabatan Kecemasan & Trauma (ED) | 2026-01-06 | 2026-01-07 |  |  | N | 10 | 0 | RESCHEDULE
53 | KKM/JKN/HSA/10-05-01/H/21/343 | OXYGEN CONCENTRATOR | 4199 | HSASWOBE26002924 | Jabatan Kecemasan & Trauma (ED) | 2026-01-06 | 2026-01-07 |  |  | N | 10 | 0 | RESCHEDULE
55 | KKM/JKN/HSA/10-05-01/H/15/438 | SYRINGE INFUSION PUMP | 4300 | HSASWOBE26002926 | Jabatan Kecemasan & Trauma (ED) | 2026-01-07 | 2026-01-08 |  |  | N | 10 | 0 | RESCHEDULE
56 | KKM/JKN/HSA/10-05-01/H/15/439 | SYRINGE INFUSION PUMP | 4300 | HSASWOBE26002927 | Jabatan Kecemasan & Trauma (ED) | 2026-01-07 | 2026-01-08 |  |  | N | 10 | 0 | RESCHEDULE
57 | KKM/JKN/HSA/10-05-01/H/15/440 | SYRINGE INFUSION PUMP | 4300 | HSASWOBE26002928 | Jabatan Kecemasan & Trauma (ED) | 2026-01-07 | 2026-01-08 |  |  | N | 10 | 0 | RESCHEDULE
64 | KKM/JKN/HSA/10-05-01/R/15/7036 | INFANT/ BABY SCALER | 1500 | HSASWOBE26002935 | Klinik Pediatrik (PAEDIATRIC CLINIC) | 2026-01-08 | 2026-01-09 |  |  | N | 10 | 0 | RESCHEDULE
67 | KKM/JKN/HSA/10-05-01/H/21/328 | INKUBATOR | 28000 | HSASWOBE26002938 | Unit Rawatan Rapi Neonatal (NICU) | 2026-01-08 | 2026-01-09 |  |  | N | 60 | 0 | RESCHEDULE
71 | KKM/JKN/HSA/10-05-01/R/15/14861 | BLOOD PRESSURE MONITOR (SPHYGMOMANOMETER) | 452.81 | HSASWOBE26002950 | Klinik Obstetrik Ginekologi (O&G CLINIC) | 2026-01-09 | 2026-01-10 |  |  | N | 10 | 0 | RESCHEDULE
72 | KKM/JKN/HSA/10-05-01/R/15/14862 | BLOOD PRESSURE MONITOR (SPHYGMOMANOMETER) | 452.81 | HSASWOBE26002951 | Klinik Obstetrik Ginekologi (O&G CLINIC) | 2026-01-09 | 2026-01-10 |  |  | N | 10 | 0 | RESCHEDULE
81 | KKM/JKN/HSA/10-05-01/H/15/4996 | TOURNIQUET FOR VENOGRAM | 5200 | HSASWOBE26002960 | Jabatan Pengimejan & Diagnostik | 2026-01-09 | 2026-01-10 |  |  | N | 20 | 0 | RESCHEDULE
87 | KKM/JKN/HSA/10-05-01/H/21/107 | #REF! | 55000 | HSASWOBE26002966 | Unit Rawatan Rapi Neonatal (NICU) | 2026-01-09 | 2026-01-10 |  |  | N | 120 | 0 | RESCHEDULE
88 | KKM/JKN/HSA/10-05-01/H/21/108 | #REF! | 55000 | HSASWOBE26002967 | Unit Rawatan Rapi Neonatal (NICU) | 2026-01-09 | 2026-01-10 |  |  | N | 120 | 0 | RESCHEDULE
89 | KKM/JKN/HSA/10-05-01/H/21/109 | #REF! | 55000 | HSASWOBE26002968 | Unit Rawatan Rapi Neonatal (NICU) | 2026-01-09 | 2026-01-10 |  |  | N | 120 | 0 | RESCHEDULE
90 | KKM/JKN/HSA/10-05-01/H/21/106 | #REF! | 130000 | HSASWOBE26002969 | Unit Rawatan Rapi Neonatal (NICU) | 2026-01-09 | 2026-01-10 |  |  | N | 270 | 0 | RESCHEDULE
91 | KKM/JKN/HSA/10-05-01/H/21/104 | #REF! | 130000 | HSASWOBE26002970 | Unit Rawatan Rapi Neonatal (NICU) | 2026-01-09 | 2026-01-10 |  |  | N | 270 | 0 | RESCHEDULE
92 | KKM/JKN/HSA/10-05-01/H/21/105 | #REF! | 130000 | HSASWOBE26002971 | Unit Rawatan Rapi Neonatal (NICU) | 2026-01-09 | 2026-01-10 |  |  | N | 270 | 0 | RESCHEDULE
93 | KKM/JKN/HSA/10-05-01/H/22/19 | #REF! | 26000 | HSASWOBE26002972 | WAD 12 (Paediatric Ward) | 2026-01-09 | 2026-01-10 |  |  | N | 60 | 0 | RESCHEDULE
94 | KKM/JKN/HSA/10-05-01/H/22/20 | #REF! | 26000 | HSASWOBE26002973 | WAD 12 (Paediatric Ward) | 2026-01-09 | 2026-01-10 |  |  | N | 60 | 0 | RESCHEDULE
95 | KKM/JKN/HSA/10-05-01/H/22/21 | #REF! | 26000 | HSASWOBE26002974 | WAD 12 (Paediatric Ward) | 2026-01-09 | 2026-01-10 |  |  | N | 60 | 0 | RESCHEDULE
98 | KKM/JKN/HSA/10-05-01/H/20/216 | #REF! | 28333.34 | HSASWOBE26002977 | WAD 10B (Wad Perubatan Perempuan 10B) | 2026-01-09 | 2026-01-10 |  |  | N | 60 | 0 | RESCHEDULE. ASET IN USE
99 | KKM/JKN/HSA/10-05-01/H/22/86 | #REF! | 23950 | HSASWOBE26002978 | Unit Rawatan Rapi Neonatal (NICU) | 2026-01-09 | 2026-01-10 |  |  | N | 50 | 0 | RESCHEDULE
100 | KKM/JKN/HSA/10-05-01/H/22/136 | #REF! | 58000 | HSASWOBE26002979 | Unit Rawatan Rapi Neonatal (NICU) | 2026-01-09 | 2026-01-10 |  |  | N | 120 | 0 | RESCHEDULE
101 | KKM/JKN/HSA/10-05-01/R/15/7125 | PULP TESTER | 1000 | HSASWOBE26002980 | Jabatan Kecemasan & Trauma (ED) | 2026-01-12 | 2026-01-11 |  |  | N | 10 | 0 | RESCHEDULE
115 | KKM/JKN/HSA/10-05-01/R/15/14863 | BLOOD PRESSURE MONITOR (SPHYGMOMANOMETER) | 452.81 | HSASWOBE26002997 | Dewan Bersalin (LDU) | 2026-01-13 | 2026-01-14 |  |  | N | 10 | 0 | RESCHEDULE
116 | KKM/JKN/HSA/10-05-01/R/15/14871 | BLOOD PRESSURE MONITOR (SPHYGMOMANOMETER) | 452.81 | HSASWOBE26002998 | Klinik Obstetrik Ginekologi (O&G CLINIC) | 2026-01-13 | 2026-01-14 |  |  | N | 10 | 0 | RESCHEDULE
117 | KKM/JKN/HSA/10-05-01/R/15/14872 | BLOOD PRESSURE MONITOR (SPHYGMOMANOMETER) | 452.81 | HSASWOBE26002999 | Klinik Obstetrik Ginekologi (O&G CLINIC) | 2026-01-13 | 2026-01-14 |  |  | N | 10 | 0 | RESCHEDULE
118 | KKM/JKN/HSA/10-05-01/R/15/14873 | BLOOD PRESSURE MONITOR (SPHYGMOMANOMETER) | 452.81 | HSASWOBE26003000 | Klinik Obstetrik Ginekologi (O&G CLINIC) | 2026-01-13 | 2026-01-14 |  |  | N | 10 | 0 | RESCHEDULE
120 | KKM/JKN/HSA/10-05-01/H/20/193 | SPOT VITAL SIGN (NIBP) | 3983 | HSASWOBE26003002 | Jabatan Kecemasan & Trauma (ED) | 2026-01-13 | 2026-01-14 |  |  | N | 10 | 0 | RESCHEDULE
121 | KKM/JKN/HSA/10-05-01/H/21/140 | #REF! | 26000 | HSASWOBE26003003 | WAD 12 (Paediatric Ward) | 2026-01-13 | 2026-01-14 |  |  | N | 60 | 0 | RESCHEDULE
122 | KKM/JKN/HSA/10-05-01/H/21/141 | #REF! | 26000 | HSASWOBE26003004 | WAD 12 (Paediatric Ward) | 2026-01-13 | 2026-01-14 |  |  | N | 60 | 0 | RESCHEDULE
123 | KKM/JKN/HSA/10-05-01/H/21/142 | #REF! | 26000 | HSASWOBE26003005 | WAD 12 (Paediatric Ward) | 2026-01-13 | 2026-01-14 |  |  | N | 60 | 0 | RESCHEDULE
124 | KKM/JKN/HSA/10-05-01/H/21/336 | #REF! | 19610 | HSASWOBE26003006 | WAD 12 (Paediatric Ward) | 2026-01-13 | 2026-01-14 |  |  | N | 40 | 0 | RESCHEDULE
131 | KKM/JKN/HSA/10-05-01/R/15/14874 | BLOOD PRESSURE MONITOR (SPHYGMOMANOMETER) | 452.81 | HSASWOBE26003013 | Klinik Obstetrik Ginekologi (O&G CLINIC) | 2026-01-14 | 2026-01-15 |  |  | N | 10 | 0 | RESCHEDULE
132 | KKM/JKN/HSA/10-05-01/R/15/14876 | BLOOD PRESSURE MONITOR (SPHYGMOMANOMETER) | 452.81 | HSASWOBE26003014 | Klinik Obstetrik Ginekologi (O&G CLINIC) | 2026-01-14 | 2026-01-15 |  |  | N | 10 | 0 | RESCHEDULE
133 | KKM/JKN/HSA/10-05-01/R/15/14877 | BLOOD PRESSURE MONITOR (SPHYGMOMANOMETER) | 452.81 | HSASWOBE26003015 | WAD 8A (Wad Obstetrik & Ginekologi 8A) | 2026-01-14 | 2026-01-15 |  |  | N | 10 | 0 | RESCHEDULE
134 | KKM/JKN/HSA/10-05-01/R/15/7035 | WEIGHING SCALE | 1500 | HSASWOBE26003016 | Unit Rawatan Rapi Neonatal (NICU) | 2026-01-14 | 2026-01-15 |  |  | N | 10 | 0 | RESCHEDULE
135 | KKM/JKN/HSA/10-05-01/H/15/4234 | PUMP BREAST ELECTRIC | 12740 | HSASWOBE26003017 | Unit Rawatan Rapi Neonatal (NICU) | 2026-01-14 | 2026-01-15 |  |  | N | 30 | 0 | RESCHEDULE
136 | KKM/JKN/HSA/10-05-01/H/15/4235 | PUMP BREAST ELECTRIC | 12740 | HSASWOBE26003018 | Unit Rawatan Rapi Neonatal (NICU) | 2026-01-14 | 2026-01-15 |  |  | N | 30 | 0 | RESCHEDULE
138 | KKM/JKN/HSA/10-05-01/H/21/138 | #REF! | 5300 | HSASWOBE26003020 | Unit Rawatan Rapi (ICU) | 2026-01-14 | 2026-01-15 |  |  | N | 20 | 0 | RESCHEDULE
139 | KKM/JKN/HSA/10-05-01/H/22/328 | #REF! | 28000 | HSASWOBE26003021 | Unit Rawatan Rapi Neonatal (NICU) | 2026-01-14 | 2026-01-15 |  |  | N | 60 | 0 | RESCHEDULE
140 | KKM/JKN/HSA/10-05-01/R/22/17 | #REF! | 950 | HSASWOBE26003022 | Klinik Obstetrik Ginekologi (O&G CLINIC) | 2026-01-14 | 2026-01-15 |  |  | N | 10 | 0 | RESCHEDULE
141 | KKM/JKN/HSA/10-05-01/R/22/19 | #REF! | 950 | HSASWOBE26003023 | Klinik Obstetrik Ginekologi (O&G CLINIC) | 2026-01-14 | 2026-01-15 |  |  | N | 10 | 0 | RESCHEDULE
142 | KKM/JKN/HSA/10-05-01/R/22/16 | #REF! | 950 | HSASWOBE26003024 | PAC | 2026-01-14 | 2026-01-15 |  |  | N | 10 | 0 | RESCHEDULE
143 | KKM/JKN/HSA/10-05-01/R/22/18 | #REF! | 950 | HSASWOBE26003025 | PAC | 2026-01-14 | 2026-01-15 |  |  | N | 10 | 0 | RESCHEDULE
145 | KKM/JKN/HSA/10-05-01/H/21/90 | #REF! | 0 | HSASWOBE26003027 | Unit Hemodialisis (HDU) | 2026-01-14 | 2026-01-15 |  |  | N | 0 | 0 | RESCHEDULE | TAKDE DALAM LIST PACKAGE
146 | KKM/JKN/HSA/10-05-01/H/22/112 | #REF! | 3900 | HSASWOBE26003028 | Unit Rawatan Rapi (ICU) | 2026-01-14 | 2026-01-15 |  |  | N | 10 | 0 | RESCHEDULE
153 | KKM/JKN/HSA/10-05-01/R/15/14879 | BLOOD PRESSURE MONITOR (SPHYGMOMANOMETER) | 452.81 | HSASWOBE26003037 | WAD 8B (Wad Obstetrik & Ginekologi 8B) | 2026-01-15 | 2026-01-16 |  |  | N | 10 | 0 | RESCHEDULE
154 | KKM/JKN/HSA/10-05-01/R/15/14880 | BLOOD PRESSURE MONITOR (SPHYGMOMANOMETER) | 452.81 | HSASWOBE26003038 | WAD 8B (Wad Obstetrik & Ginekologi 8B) | 2026-01-15 | 2026-01-16 |  |  | N | 10 | 0 | RESCHEDULE
155 | KKM/JKN/HSA/10-05-01/R/15/14881 | BLOOD PRESSURE MONITOR (SPHYGMOMANOMETER) | 452.81 | HSASWOBE26003039 | Klinik Pediatrik (PAEDIATRIC CLINIC) | 2026-01-15 | 2026-01-16 |  |  | N | 10 | 0 | RESCHEDULE
156 | KKM/JKN/HSA/10-05-01/R/15/14882 | BLOOD PRESSURE MONITOR (SPHYGMOMANOMETER) | 452.81 | HSASWOBE26003040 | Klinik Pediatrik (PAEDIATRIC CLINIC) | 2026-01-15 | 2026-01-16 |  |  | N | 10 | 0 | RESCHEDULE
166 | KKM/JKN/HSA/10-05-01/R/15/7575 | LIGHT SOURCE | 1320 | HSASWOBE26003050 | Klinik Otorinolaringologi (ORL) (ENT CLINIC) | 2026-01-15 | 2026-01-16 |  |  | N | 10 | 0 | RESCHEDULE
167 | KKM/JKN/HSA/10-05-01/H/21/304 | #REF! | 2800 | HSASWOBE26003051 | WAD 10B (Wad Perubatan Perempuan 10B) | 2026-01-15 | 2026-01-16 |  |  | N | 10 | 0 | RESCHEDULE. ASET IN USE
168 | KKM/JKN/HSA/10-05-01/H/20/121 | #REF! | 3150 | HSASWOBE26003052 | WAD 10B (Wad Perubatan Perempuan 10B) | 2026-01-15 | 2026-01-16 |  |  | N | 10 | 0 | RESCHEDULE. ASET IN USE
169 | KKM/JKN/HSA/10-05-01/H/20/122 | #REF! | 3150 | HSASWOBE26003053 | WAD 10B (Wad Perubatan Perempuan 10B) | 2026-01-15 | 2026-01-16 |  |  | N | 10 | 0 | RESCHEDULE. ASET IN USE
170 | KKM/JKN/HSA/10-05-01/H/20/116 | #REF! | 85000 | HSASWOBE26003054 | Unit Rawatan Rapi (ICU) | 2026-01-15 | 2026-01-16 |  |  | N | 180 | 0 | RESCHEDULE
171 | KKM/JKN/HSA/ 10-05-01/H/22/98 | #REF! | 72000 | HSASWOBE26003055 | Jabatan Kecemasan & Trauma (ED) | 2026-01-15 | 2026-01-16 |  |  | N | 150 | 0 | RESCHEDULE
176 | KKM/JKN/HSA/10-05-01/H/20/220 | #REF! | 70000 | HSASWOBE26003060 | Unit Rawatan Rapi (ICU) | 2026-01-15 | 2026-01-16 |  |  | N | 150 | 0 | RESCHEDULE
178 | KKM/JKN/HSA/10-05-01/H/16/19 | OXYGEN BREATH ANALYZER | 3200 | HSASWOBE26003064 | Unit Rawatan Rapi Neonatal (NICU) | 2026-01-16 | 2026-01-17 |  |  | N | 10 | 0 | RESCHEDULE
182 | KKM/JKN/HSA/10-05-01/R/15/7030 | INFANT/ BABY SCALER | 1500 | HSASWOBE26003068 | Unit Rawatan Rapi Neonatal (NICU) | 2026-01-16 | 2026-01-17 |  |  | N | 10 | 0 | RESCHEDULE
186 | KKM/JKN/HSA/10-05-01/H/15/441 | SYRINGE INFUSION PUMP | 4300 | HSASWOBE26003072 | Jabatan Kecemasan & Trauma (ED) | 2026-01-16 | 2026-01-17 |  |  | N | 10 | 0 | RESCHEDULE
187 | KKM/JKN/HSA/10-05-01/H/15/442 | SYRINGE INFUSION PUMP | 4300 | HSASWOBE26003073 | Jabatan Kecemasan & Trauma (ED) | 2026-01-16 | 2026-01-17 |  |  | N | 10 | 0 | RESCHEDULE
188 | KKM/JKN/HSA/10-05-01/H/15/443 | SYRINGE INFUSION PUMP | 4300 | HSASWOBE26003074 | Jabatan Kecemasan & Trauma (ED) | 2026-01-16 | 2026-01-17 |  |  | N | 10 | 0 | RESCHEDULE
190 | KKM/JKN/HSA/10-05-01/H/15/444 | SYRINGE INFUSION PUMP | 4300 | HSASWOBE26003076 | Jabatan Kecemasan & Trauma (ED) | 2026-01-16 | 2026-01-17 |  |  | N | 10 | 0 | RESCHEDULE
191 | KKM/JKN/HSA/10-05-01/H/15/445 | SYRINGE INFUSION PUMP | 4300 | HSASWOBE26003077 | Jabatan Kecemasan & Trauma (ED) | 2026-01-16 | 2026-01-17 |  |  | N | 10 | 0 | RESCHEDULE
192 | KKM/JKN/HSA/10-05-01/H/15/446 | SYRINGE INFUSION PUMP | 4300 | HSASWOBE26003078 | Jabatan Kecemasan & Trauma (ED) | 2026-01-16 | 2026-01-17 |  |  | N | 10 | 0 | RESCHEDULE
193 | KKM/JKN/HSA/10-05-01/H/21/455 | #REF! | 18000 | HSASWOBE26003079 | Unit Rawatan Rapi Neonatal (NICU) | 2026-01-16 | 2026-01-17 |  |  | N | 40 | 0 | RESCHEDULE
194 | KKM/JKN/HSA/10-05-01/H/20/123 | #REF! | 3150 | HSASWOBE26003080 | WAD 10A (Wad Perubatan Lelaki 10A) | 2026-01-16 | 2026-01-17 |  |  | N | 10 | 0 | RESCHEDULE. ASET IN USE
195 | KKM/JKN/HSA/10-05-01/H/20/124 | #REF! | 3150 | HSASWOBE26003081 | WAD 10A (Wad Perubatan Lelaki 10A) | 2026-01-16 | 2026-01-17 |  |  | N | 10 | 0 | RESCHEDULE. ASET IN USE
196 | KKM/JKN/HSA/10-05-01/H/21/247 | #REF! | 2400 | HSASWOBE26003082 | WAD 10A (Wad Perubatan Lelaki 10A) | 2026-01-16 | 2026-01-17 |  |  | N | 10 | 0 | RESCHEDULE. ASET IN USE
197 | KKM/JKN/HSA/10-05-01/H/21/248 | #REF! | 2400 | HSASWOBE26003083 | WAD 10A (Wad Perubatan Lelaki 10A) | 2026-01-16 | 2026-01-17 |  |  | N | 10 | 0 | RESCHEDULE. ASET IN USE
198 | KKM/JKN/HSA/10-05-01/H/22/96 | #REF! | 2800 | HSASWOBE26003084 | Wad 13 (VIP) | 2026-01-16 | 2026-01-17 |  |  | N | 10 | 0 | RESCHEDULE
201 | KKM/JKN/HSA/10-05-01/H/15/447 | SYRINGE INFUSION PUMP | 4300 | HSASWOBE26003087 | Jabatan Kecemasan & Trauma (ED) | 2026-01-19 | 2026-01-20 |  |  | N | 10 | 0 | RESCHEDULE
202 | KKM/JKN/HSA/10-05-01/H/21/249 | #REF! | 2400 | HSASWOBE26003088 | WAD 10A (Wad Perubatan Lelaki 10A) | 2026-01-19 | 2026-01-20 |  |  | N | 10 | 0 | RESCHEDULE. ASET IN USE
203 | KKM/JKN/HSA/10-05-01/H/21/250 | #REF! | 2400 | HSASWOBE26003089 | WAD 10A (Wad Perubatan Lelaki 10A) | 2026-01-19 | 2026-01-20 |  |  | N | 10 | 0 | RESCHEDULE. ASET IN USE
204 | KKM/JKN/HSA/10-05-01/H/21/251 | #REF! | 2400 | HSASWOBE26003090 | WAD 10A (Wad Perubatan Lelaki 10A) | 2026-01-19 | 2026-01-20 |  |  | N | 10 | 0 | RESCHEDULE. ASET IN USE
205 | KKM/JKN/HSA/10-05-01/H/21/286 | #REF! | 16000 | HSASWOBE26003091 | WAD 10A (Wad Perubatan Lelaki 10A) | 2026-01-19 | 2026-01-20 |  |  | N | 40 | 0 | RESCHEDULE. ASET IN USE
206 | KKM/JKN/HSA/10-05-01/H/21/303 | #REF! | 2800 | HSASWOBE26003092 | WAD 10A (Wad Perubatan Lelaki 10A) | 2026-01-19 | 2026-01-20 |  |  | N | 10 | 0 | RESCHEDULE. ASET IN USE
207 | KKM/JKN/HSA/10-05-01/R/15/7037 | #REF! | 1500 | HSASWOBE26003097 | WAD 8A (Wad Obstetrik & Ginekologi 8A) | 2026-01-20 | 2026-01-21 |  |  | N | 10 | 0 | RESCHEDULE
208 | KKM/JKN/HSA/10-05-01/R/15/7038 | INFANT/ BABY SCALER | 1500 | HSASWOBE26003098 | WAD 8B (Wad Obstetrik & Ginekologi 8B) | 2026-01-20 | 2026-01-21 |  |  | N | 10 | 0 | RESCHEDULE
210 | KKM/JKN/HSA/10-05-01/R/15/7137 | PATIENT MONITORING EQUIP.(AUTOMATIC MULTIPARAMETER) | 1855 | HSASWOBE26003100 | Unit Hemodialisis (HDU) | 2026-01-20 | 2026-01-21 |  |  | N | 10 | 0 | RESCHEDULE
211 | KKM/JKN/HSA/10-05-01/R/15/7138 | PATIENT MONITORING EQUIP.(AUTOMATIC MULTIPARAMETER) | 1855 | HSASWOBE26003101 | Unit Hemodialisis (HDU) | 2026-01-20 | 2026-01-21 |  |  | N | 10 | 0 | RESCHEDULE
212 | KKM/JKN/HSA/10-05-01/H/21/287 | #REF! | 16000 | HSASWOBE26003102 | WAD 9A (Wad Pembedahan Lelaki 9A) | 2026-01-20 | 2026-01-21 |  |  | N | 40 | 0 | RESCHEDULE
213 | KKM/JKN/HSA/10-05-01/H/21/288 | #REF! | 16000 | HSASWOBE26003103 | WAD 9B (Wad Pembedahan Lelaki 9B) | 2026-01-20 | 2026-01-21 |  |  | N | 40 | 0 | RESCHEDULE
215 | KKM/JKN/HSA/10-05-01/H/22/88 | #REF! | 85000 | HSASWOBE26003105 | Unit Rawatan Rapi (ICU) | 2026-01-20 | 2026-01-21 |  |  | N | 180 | 0 | RESCHEDULE
216 | KKM/JKN/HSA/10-05-01/H/21/454 | #REF! | 15000 | HSASWOBE26003106 | WAD 8B (Wad Obstetrik & Ginekologi 8B) | 2026-01-20 | 2026-01-21 |  |  | N | 40 | 0 | RESCHEDULE
218 | KKM/JKN/HSA/10-05-01/H/20/229 | #REF! | 3000 | HSASWOBE26003108 | WAD 9B (Wad Pembedahan Lelaki 9B) | 2026-01-20 | 2026-01-21 |  |  | N | 10 | 0 | RESCHEDULE
219 | KKM/JKN/HSA/10-05-01/H/20/234 | #REF! | 3000 | HSASWOBE26003109 | WAD 9B (Wad Pembedahan Lelaki 9B) | 2026-01-20 | 2026-01-21 |  |  | N | 10 | 0 | RESCHEDULE
220 | KKM/JKN/HSA/10-05-01/H/20/89 | #REF! | 5800 | HSASWOBE26003110 | WAD 9B (Wad Pembedahan Lelaki 9B) | 2026-01-20 | 2026-01-21 |  |  | N | 20 | 0 | RESCHEDULE
222 | KKM/JKN/HSA/10-05-01/H/15/1611 | INFANT VENTILATOR | 53000 | HSASWOBE26003113 | Unit Rawatan Rapi Neonatal (NICU) | 2026-01-22 | 2026-01-23 |  |  | N | 110 | 0 | RESCHEDULE
223 | KKM/JKN/HSA/10-05-01/R/15/15103 | PORTABLE FETAL DOPPLER/CAPNOGRAPH | 580 | HSASWOBE26003114 | Klinik Obstetrik Ginekologi (O&G CLINIC) | 2026-01-22 | 2026-01-23 |  |  | N | 10 | 0 | RESCHEDULE
225 | KKM/JKN/HSA/10-05-01/H/15/3948 | BLOOD CULTURE ANALYZER | 125000 | HSASWOBE26003116 | PATHOLOGY | 2026-01-22 | 2026-01-23 |  |  | N | 260 | 0 | RESCHEDULE
226 | KKM/JKN/HSA/10-05-01/H/21/252 | #REF! | 2400 | HSASWOBE26003117 | WAD 10B (Wad Perubatan Perempuan 10B) | 2026-01-22 | 2026-01-23 |  |  | N | 10 | 0 | RESCHEDULE. ASET IN USE
227 | KKM/JKN/HSA/10-05-01/H/21/253 | #REF! | 2400 | HSASWOBE26003118 | WAD 10B (Wad Perubatan Perempuan 10B) | 2026-01-22 | 2026-01-23 |  |  | N | 10 | 0 | RESCHEDULE. ASET IN USE
228 | KKM/JKN/HSA/10-05-01/H/22/39 | #REF! | 18000 | HSASWOBE26003119 | Dewan Bersalin (LDU) | 2026-01-22 | 2026-01-23 |  |  | N | 40 | 0 | RESCHEDULE
| KKM/JKN/HSA/10-05-01/H/22/40 | #REF! | 18000 | HSASWOBE26003121 | PAC | 2026-01-22 | 2026-01-23 |  |  | N | 40 | 0 | RESCHEDULE
| KKM/JKN/HSA/10-05-01/H/15/1151 | CARDIAC OUTPUT MODULE | 6400 | HSASWOBE26003122 | Unit Rawatan Rapi (ICU) | 2026-01-23 | 2026-01-24 |  |  | N | 20 | 0 | RESCHEDULE
| KKM/JKN/HSA/10-05-01/R/15/7025 | INFANT/ BABY SCALER | 1500 | HSASWOBE26003126 | Dewan Bersalin (LDU) | 2026-01-23 | 2026-01-24 |  |  | N | 10 | 0 | RESCHEDULE
| KKM/JKN/HSA/10-05-01/R/15/7026 | INFANT/ BABY SCALER | 1500 | HSASWOBE26003127 | Dewan Bersalin (LDU) | 2026-01-23 | 2026-01-24 |  |  | N | 10 | 0 | RESCHEDULE
| KKM/JKN/HSA/10-05-01/R/15/7027 | INFANT/ BABY SCALER | 1500 | HSASWOBE26003128 | Dewan Bersalin (LDU) | 2026-01-23 | 2026-01-24 |  |  | N | 10 | 0 | RESCHEDULE
| KKM/JKN/HSA/10-05-01/R/15/7028 | INFANT/ BABY SCALER | 1500 | HSASWOBE26003129 | Dewan Bersalin (LDU) | 2026-01-23 | 2026-01-24 |  |  | N | 10 | 0 | RESCHEDULE
| KKM/JKN/HSA/10-05-01/R/15/7029 | INFANT/ BABY SCALER | 1500 | HSASWOBE26003130 | PAC | 2026-01-23 | 2026-01-24 |  |  | N | 10 | 0 | RESCHEDULE
| KKM/JKN/HSA/10-05-01/H/15/2154 | SUCTION APPARATUS | 3386.5 | HSASWOBE26003133 | WAD 10A (Wad Perubatan Lelaki 10A) | 2026-01-23 | 2026-01-24 |  |  | N | 10 | 0 | RESCHEDULE. ASET IN USE
| KKM/JKN/HSA/10-05-01/H/15/2155 | SUCTION APPARATUS | 3386.5 | HSASWOBE26003134 | WAD 10A (Wad Perubatan Lelaki 10A) | 2026-01-23 | 2026-01-24 |  |  | N | 10 | 0 | RESCHEDULE. ASET IN USE
| KKM/JKN/HSA/10-05-01/H/15/2162 | SUCTION APPARATUS | 3386.5 | HSASWOBE26003135 | WAD 10A (Wad Perubatan Lelaki 10A) | 2026-01-23 | 2026-01-24 |  |  | N | 10 | 0 | RESCHEDULE. ASET IN USE
| KKM/JKN/HSA/10-05-01/H/21/254 | #REF! | 2400 | HSASWOBE26003136 | WAD 10B (Wad Perubatan Perempuan 10B) | 2026-01-23 | 2026-01-24 |  |  | N | 10 | 0 | RESCHEDULE. ASET IN USE
| KKM/JKN/HSA/10-05-01/H/21/255 | #REF! | 2400 | HSASWOBE26003137 | WAD 10B (Wad Perubatan Perempuan 10B) | 2026-01-23 | 2026-01-24 |  |  | N | 10 | 0 | RESCHEDULE. ASET IN USE
| KKM/JKN/HSA/10-05-01/H/21/256 | #REF! | 2400 | HSASWOBE26003138 | WAD 10B (Wad Perubatan Perempuan 10B) | 2026-01-23 | 2026-01-24 |  |  | N | 10 | 0 | RESCHEDULE. ASET IN USE
| KKM/JKN/HSA/10-05-01/R/20/254 | #REF! | 633 | HSASWOBE26003139 | WAD 8A (Wad Obstetrik & Ginekologi 8A) | 2026-01-23 | 2026-01-24 |  |  | N | 10 | 0 | RESCHEDULE
| KKM/JKN/HSA/10-05-01/R/20/255 | PORTABLE FETAL DOPPLER | 633 | HSASWOBE26003140 | WAD 8B (Wad Obstetrik & Ginekologi 8B) | 2026-01-23 | 2026-01-24 |  |  | N | 10 | 0 | RESCHEDULE
| KKM/JKN/HSA/10-05-01/R/22/28 | #REF! | 900 | HSASWOBE26003141 | Jabatan Kecemasan & Trauma (ED) | 2026-01-23 | 2026-01-24 |  |  | N | 10 | 0 | RESCHEDULE
| KKM/JKN/HSA/10-05-01/R/15/16174 | NEBULIZER | 1950 | HSASWOBE26003148 | WAD 10A (Wad Perubatan Lelaki 10A) | 2026-01-26 | 2026-01-27 |  |  | N | 10 | 0 | RESCHEDULE. ASET IN USE
| KKM/JKN/HSA/10-05-01/R/15/16175 | NEBULIZER | 1950 | HSASWOBE26003149 | WAD 10A (Wad Perubatan Lelaki 10A) | 2026-01-26 | 2026-01-27 |  |  | N | 10 | 0 | RESCHEDULE. ASET IN USE
| KKM/JKN/HSA/10-05-01/R/15/16176 | NEBULIZER | 1950 | HSASWOBE26003150 | WAD 10A (Wad Perubatan Lelaki 10A) | 2026-01-26 | 2026-01-27 |  |  | N | 10 | 0 | RESCHEDULE. ASET IN USE
| KKM/JKN/HSA/10-05-01/R/15/16177 | NEBULIZER | 1950 | HSASWOBE26003151 | WAD 10A (Wad Perubatan Lelaki 10A) | 2026-01-26 | 2026-01-27 |  |  | N | 10 | 0 | RESCHEDULE. ASET IN USE
| KKM/JKN/HSA/10-05-01/R/15/16178 | NEBULIZER | 1950 | HSASWOBE26003152 | WAD 10A (Wad Perubatan Lelaki 10A) | 2026-01-26 | 2026-01-27 |  |  | N | 10 | 0 | RESCHEDULE. ASET IN USE
| KKM/JKN/HSA/10-05-01/H/15/2544 | COMPUTED TOMOGRAPHY | 2100000 | HSASWOBE26003156 | Jabatan Pengimejan & Diagnostik | 2026-01-27 | 2026-01-28 | 2026-02-27 |  | N | 4210 | 0 | RESCHEDULE. ASET IN USE
| KKM/JKN/HSA/10-05-01/R/15/15105 | PORTABLE FETAL DOPPLER/CAPNOGRAPH | 0 | HSASWOBE26003157 | Klinik Obstetrik Ginekologi (O&G CLINIC) | 2026-01-27 | 2026-01-28 |  |  | N | 0 | 0 | RESCHEDULE | TAKDE DALAM LIST PACKAGE
| KKM/JKN/HSA/10-05-01/R/15/7139 | PATIENT MONITORING EQUIP.(AUTOMATIC MULTIPARAMETER) | 1855 | HSASWOBE26003158 | Unit Hemodialisis (HDU) | 2026-01-27 | 2026-01-28 |  |  | N | 10 | 0 | RESCHEDULE
| KKM/JKN/HSA/10-05-01/H/15/4160 | VASCULAR DOPPLER | 10595 | HSASWOBE26003162 | Klinik Pembedahan Am (GEN SURGICAL CLINIC) | 2026-01-28 | 2026-01-29 |  |  | N | 30 | 0 | RESCHEDULE
| KKM/JKN/HSA/10-05-01/R/15/7140 | PATIENT MONITORING EQUIP.(AUTOMATIC MULTIPARAMETER) | 1855 | HSASWOBE26003164 | Unit Hemodialisis (HDU) | 2026-01-29 | 2026-01-30 |  |  | N | 10 | 0 | RESCHEDULE
| KKM/JKN/HSA/10-05-01/R/15/7141 | PATIENT MONITORING EQUIP.(AUTOMATIC MULTIPARAMETER) | 1855 | HSASWOBE26003165 | Unit Hemodialisis (HDU) | 2026-01-29 | 2026-01-30 |  |  | N | 10 | 0 | RESCHEDULE
| KKM/JKN/HSA/10-05-01/R/15/7142 | PATIENT MONITORING EQUIP.(AUTOMATIC MULTIPARAMETER) | 1855 | HSASWOBE26003166 | Unit Hemodialisis (HDU) | 2026-01-29 | 2026-01-30 |  |  | N | 10 | 0 | RESCHEDULE
| KKM/JKN/HSA/10-05-01/H/20/212 | ULTRASOUND SCANNER | 74000 | HSASWOBE26003167 | Jabatan Kecemasan & Trauma (ED) | 2026-01-29 | 2026-01-30 |  |  | N | 150 | 0 | RESCHEDULE
| KKM/JKN/HSA/10-05-01/R/15/14883 | BLOOD PRESSURE MONITOR (SPHYGMOMANOMETER) | 452.81 | HSASWOBE26003169 | Dewan Bedah Utama (GOT) | 2026-01-30 | 2026-01-31 |  |  | N | 10 | 0 | RESCHEDULE
| KKM/JKN/HSA/10-05-01/R/15/7144 | PATIENT MONITORING EQUIP.(AUTOMATIC MULTIPARAMETER) | 1855 | HSASWOBE26003171 | Klinik Obstetrik Ginekologi (O&G CLINIC) | 2026-01-30 | 2026-01-31 |  |  | N | 10 | 0 | RESCHEDULE
| KKM/JKN/HSA/10-05-01/R/15/7148 | PATIENT MONITORING EQUIP.(AUTOMATIC MULTIPARAMETER) | 1855 | HSASWOBE26003174 | Klinik Pediatrik (PAEDIATRIC CLINIC) | 2026-01-30 | 2026-01-31 |  |  | N | 10 | 0 | RESCHEDULE
| KKM/JKN/HSA/10-05-01/R/15/7150 | PATIENT MONITORING EQUIP.(AUTOMATIC MULTIPARAMETER) | 1855 | HSASWOBE26003175 | WAD 10B (Wad Perubatan Perempuan 10B) | 2026-01-30 | 2026-01-31 |  |  | N | 10 | 0 | RESCHEDULE. ASET IN USE
| KKM/JKN/HSA/10-05-01/R/15/16387 | BLOOD PRESSURE MONITOR NON INVASIVE | 1855 | HSASWOBE26003176 | Klinik Obstetrik Ginekologi (O&G CLINIC) | 2026-01-30 | 2026-01-31 |  |  | N | 10 | 0 | RESCHEDULE
TOTAL DEDUCTION FOR IND. B.3: | [11 empty] | 0
Formulas:
Scheduled Start Date = VLOOKUP(B:B,'[2]SCHEDULE PPM 2026'!$D:$J,7,FALSE)

## B4-UPTIME
MINISTRY OF HEALTH
Deduction Mapping Report Biomedical Engineering Maintenance Services (BEMS)
INDICATOR B.4 UPTIME GUARANTEE
|  | HOSPITAL NAME : | HOSPITAL SHAH ALAM | [12 empty] | MONTH/YEAR : | 2026-01-01
|  | STATE : | SELANGOR | [9 empty] | BEMS MONTHLY FEE (RM)@ 97.5% : |  |  |  | 0
|  | COMPANY : | AMBANG WIRA SDN BHD | [9 empty] | FMS MONTHLY FEE (RM) @ 2.5% : |  |  |  | 0
Notes:
1) Deduction Ringgit Equivalent is based on Appendix 11 of the Agreement, Section B3 Key Deduction Indicators for BEMS
2) Deduction Value for 1st cut off is Deduction Ringgit Equivalent (per event)
3) Deduction Value for 2nd cut off is Deduction Ringgit Equivalent (per event) multiply by 2
4) Display only asset affected by deduction
No. | Asset No | Type Code | Type Description | Asset Purchase cost | Asset Age | TRKPI % | Uptime % | [11 empty] | Deduction Ringgit Equivalent (RM) | Previous Deduction (Month) |  | Deduction for the month (Y/N) |  | Deduction Value (RM) |  | Total Deduction (RM) | Remarks
[7 empty] | Jan | Feb | Mar | Apr | May | Jun | Jul | Aug | Sep | Oct | Nov | Dec |  | 1st | 2nd | 1st | 2nd | 1st | 2nd
1 | KKM/JKN/HSA/10-05-01/H/15/2458 |  | AUDIOMETER | 43690 | 11 | 88% | Uptime % Jan: 92.88% | 90 |  |  | N |  | 0 | 0 | 0 | BELUM CLOSE
2 | KKM/JKN/HSA/10-05-01/H/15/2538 |  | MAMMOGRAPHY WITH BIOPSY, DIGITAL | 990000 | 11 | 85% | Uptime % Jan: 93.7% | 1990 |  |  | N |  | 0 | 0 | 0 | BELUM CLOSE
3 | KKM/JKN/HSA/10-05-01/H/20/129 |  | INFUSION PUMP | 3150 | 6 | 95% | Uptime % Jan: 93.7% | 10 |  |  | Y |  | 10 | 0 | 10 | BELUM CLOSE
4 | KKM/JKN/HSA/10-05-01/H/20/268 |  | Ventilators, Intensive Care, Neonatal/Pediatric | 50000 | 6 | 95% | Uptime % Jan: 93.97% | 110 |  |  | Y |  | 110 | 0 | 110 | BELUM CLOSE
5 | KKM/JKN/HSA/10-05-01/H/21/291 |  | Phototherapy Units, Visible Light, Hyperbilirubinemia | 7100 | 5 | 99% | Uptime % Jan: 94.52% | 20 |  |  | Y |  | 20 | 0 | 20 | BELUM CLOSE
6 | KKM/JKN/HSA/10-05-01/H/22/84 |  | PHOTOTHERAPY MACHINE | 7100 | 4 | 99% | Uptime % Jan: 94.52% | 20 |  |  | Y |  | 20 | 0 | 20 | BELUM CLOSE
7 | KKM/JKN/HSA/10-05-01/H/15/1609 |  | INFANT VENTILATOR | 53000 | 11 | 88% | Uptime % Jan: 94.52% | 110 |  |  | N |  | 0 | 0 | 0 | BELUM CLOSE
8 | KKM/JKN/HSA/10-05-01/H/15/4018 |  | HEMOGLOBIN SYSTEM FOR HBA1C | 67000 | 11 | 85% | Uptime % Jan: 95.07% | 140 |  |  | Y |  | 140 | 0 | 140 | BELUM CLOSE
9 | KKM/JKN/HSA/10-05-01/H/21/339 |  | VENTILATOR (NEONATAL) | 137000 | 5 | 99% | Uptime % Jan: 95.34% | 280 |  |  | Y |  | 280 | 0 | 280 | BELUM CLOSE
10 | KKM/JKN/HSA/10-05-01/H/15/581 |  | PATIENT MONITORING EQUIP.(AUTOMATIC MULTIPARAMETER) | 15500 | 11 | 88% | Uptime % Jan: 95.62% | 40 |  |  | Y |  | 40 | 0 | 40 | BELUM CLOSE
11 | KKM/JKN/HSA/10-05-01/H/15/479 |  | INFANT INCUBATOR | 24000 | 11 | 88% | Uptime % Jan: 95.62% | 50 |  |  | N |  | 0 | 0 | 0 | BELUM CLOSE
12 | KKM/JKN/HSA/10-05-01/H/17/4 |  | ULTRASOUND SCANNER/MINDRAY M9 | 198800 | 9 | 92% | Uptime % Jan: 95.89% | 400 |  |  | N |  | 0 | 0 | 0 | BELUM CLOSE
13 | KKM/JKN/HSA/10-05-01/H/15/790 |  | SYRINGE INFUSION PUMP | 4300 | 11 | 88% | Uptime % Jan: 96.16% | 10 |  |  | N |  | 0 | 0 | 0 | BELUM CLOSE
14 | HSAS10016 |  | DRILL, SURGICAL, SMALL BONE, PNEUMATIC | 80900 | 10 | 95% | Uptime % Jan: 96.44% | 170 |  |  | N |  | 0 | 0 | 0 | BELUM CLOSE
15 | KKM/JKN/HSA/10-05-01/H/15/312 |  | VENTILATOR | 50000 | 11 | 88% | Uptime % Jan: 96.44% | 110 |  |  | N |  | 0 | 0 | 0 | BELUM CLOSE
16 | KKM/JKN/HSA/10-05-01/H/15/985 |  | ELECTROSURGICAL UNIT | 20328 | 11 | 88% | Uptime % Jan: 96.44% | 50 |  |  | N |  | 0 | 0 | 0 | BELUM CLOSE
17 | KKM/JKN/HSA/10-05-01/H/15/2250 |  | Infusion Pumps, Syringe | 2700 | 11 | 88% | Uptime % Jan: 96.44% | 10 |  |  | N |  | 0 | 0 | 0 | BELUM CLOSE
18 | KKM/JKN/HSA/10-05-01/H/19/17 |  | PULSE OXIMETER AND SIMULATOR | 5450 | 7 | 95% | Uptime % Jan: 96.71% | 20 |  |  | N |  | 0 | 0 | 0 | BELUM CLOSE
19 | KKM/JKN/HSA/10-05-01/H/15/1236 |  | INFUSION PUMP | 7245 | 11 | 88% | Uptime % Jan: 96.71% | 20 |  |  | N |  | 0 | 0 | 0 | BELUM CLOSE
20 | KKM/JKN/HSA/10-05-01/H/15/1235 |  | INFUSION PUMP | 7245 | 11 | 88% | Uptime % Jan: 96.71% | 20 |  |  | N |  | 0 | 0 | 0 | BELUM CLOSE
21 | KKM/JKN/HSA/10-05-01/H/16/85 |  | PULSE OXIMETER AND SIMULATOR | 7400 | 10 | 88% | Uptime % Jan: 96.99% | 20 |  |  | N |  | 0 | 0 | 0 | BELUM CLOSE
22 | KKM/JKN/HSA/10-05-01/H/15/3630 |  | INFANT VENTILATOR | 53000 | 11 | 88% | Uptime % Jan: 96.99% | 110 |  |  | N |  | 0 | 0 | 0 | BELUM CLOSE
23 | KKM/JKN/HSA/10-05-01/H/15/315 |  | VENTILATOR | 50000 | 11 | 95% | Uptime % Jan: 97.26% | 110 |  |  | N |  | 0 | 0 | 0 | BELUM CLOSE
24 | KKM/JKN/HSA/10-05-01/H/15/559 |  | INFANT INCUBATOR | 68000 | 11 | 88% | Uptime % Jan: 97.26% | 140 |  |  | N |  | 0 | 0 | 0 | BELUM CLOSE
25 | KKM/JKN/HSA/10-05-01/H/16/135 |  | PHOTOTHERAPY MACHINE (LAMP) | 7100 | 10 | 95% | Uptime % Jan: 97.26% | 20 |  |  | N |  | 0 | 0 | 0 | BELUM CLOSE
TOTAL DEDUCTION FOR IND. B.4: | [25 empty] | 620

## B5-T&C
MINISTRY OF HEALTH
Deduction Mapping Report Biomedical Engineering Maintenance Services (BEMS)
INDICATOR B.5 TESTING & COMMISSIONING AND WARRANTY MANAGEMENT
| HOSPITAL NAME : | HOSPITAL SHAH ALAM | [5 empty] | MONTH/YEAR : | 2026-01-01
| STATE : | SELANGOR |  |  | BEMS MONTHLY FEE (RM) @ 97.5 % : |  |  |  | 271839.3405
| COMPANY : | AMBANG WIRA SDN BHD |  |  | FMS MONTHLY FEE (RM) @ 2.5% : |  |  |  | 6970.2395
Notes:
1) Deduction Ringgit Equivalent is based on Appendix 11 of the Agreement, Section B3 Key Deduction Indicators for BEMS
2) Deduction Value is Deduction Ringgit Equivalent (per event)
3) Display only asset affected by deduction
4) *May not be applicable for unregistered asset
5) **Only applicable for under warranty management deduction
No | Work Order/ NCR | Work Order/ NCR Date | Work Order/ NCR Reference No. | Work Order/ NCR Description | User Location | T&C Date | Completion Date | Asset Number* | Asset Description | Warranty Expiry Date** | Asset Purchase Price (RM) | Deduction Ringgit Equivalent (RM) | Validate Status (Y/N) | Deduction Value (RM) | Remarks
Work Order Closed
1
2
3
4
5
6
7
8
9
10
11
12
13
14
15
16
Work Order Open
1
TOTAL DEDUCTION FOR IND. B.5: | [13 empty] | 0

## Sheet2 (hidden)
No | Asset No | Asset Description | Asset Purchase Price (RM) | Work Order No. |  | User Location | Work Order/ Complaint Details | Response Category (Emergency/ Normal) | Total Response Time (minutes) | Work Request Date | Work Completion Date | Deduction Ringgit Equivalent (RM) | Indicator B.1 |  |  | Indicator B.2 | [5 empty] | Contract
[5 empty] | wo | [7 empty] | Validate Status (Y/N) | Deduction Value (RM) | Remarks/ Exemption | Validate Status (Y/N) | Total Repair Time (day) | Last date of 7 working days (dd/mm/yy) | Demerit Point | Deduction Value (RM) | Remarks/ Exemption |  | Total Repair Time (day) | Hours | Total Hours | Total Hours / Year | Balance Uptime | Uptime Percentage | Uptime TRKPI | Uptime Deduction Yes / No
23 | IKN400966 | LINEAR ACCELERATOR | 12049370 | 1811 |  | RT159 | Lazer Double | Normal | 0:15 | 2019-11-12 | 2019-11-26 | 100 | N | 0 | Response On_Time | N | 15 | 2019-11-20 | 6 | 600 |  | Strands | 15 | 24 | 360 | 8072 | 7712 | 95.54% | 92% | No
1 | IKN400292 | Infusion Pumps, General-Purpose | 10825 | 1655 |  | WAD 8A | Infucient Pump-Mesin Problem | Normal | 0:37 | 2019-11-05 | 2019-11-30 | 30 | N | 0 | Response On_Time | Y | 26 | 2019-11-13 | 17 | 510 |  | Strands | 26 | 24 | 624 | 8072 | 7448 | 92.27% | 95% | Yes
2 | IKN400978 | Scanning Systems, Computed Tomography | 3557530 | 1172 |  | RT | sendingg image from vsim to mosaiq | Normal | 0:30 | 2019-11-01 | 2019-11-13 | 100 | N | 0 | Response On_Time | N | 13 | 2019-10-25 | 13 | 1300 |  | Strands | 13 | 24 | 312 | 8072 | 7760 | 96.13% | 95% | No
3 | IKN400973 | Scanning Systems, Computed Tomography | 3557530 | 1173 |  | RT | sendingg image from vsim to mosaiq | Normal | 0:20 | 2019-11-01 | 2019-11-13 | 100 | N | 0 | Response On_Time | N | 13 | 2019-10-25 | 13 | 1300 |  | Strands | 13 | 24 | 312 | 8072 | 7760 | 96.13% | 95% | No
4 | IKN400151 | Mattress Systems, Alternating-Pressure | 28630 | 1449 |  | WAD 7A | Motor ripple mattress rosak | Normal | 0:40 | 2019-11-01 | 2019-11-06 | 60 | N | 0 | Response On_Time | N | 6 | 2019-11-05 | 6 | 360 |  | Strands | 6 | 24 | 144 | 8072 | 7928 | 98.22% | 92% | No
5 | IKN400967 | Linear Accelerators | 12049370 | 1471 |  | RT | Table verticle movement problem | Normal | 1:35 | 2019-11-01 | 2019-11-04 | 100 | N | 0 | Response On_Time | N | 4 | 2019-11-06 | 4 | 400 |  | Strands | 4 | 24 | 96 | 8072 | 7976 | 98.81% | 92% | No
6 | NB 355296 | Mattress Systems, Alternating-Pressure | 28630 | 1476 |  | WAD 7B | Ripple Mattress tidak boleh pump | Normal | 0:34 | 2019-11-01 | 2019-11-06 | 60 | N | 0 | Response On_Time | N | 6 | 2019-11-06 | 6 | 360 |  | #N/A | 6 | 24 | 144 | 8072 | 7928 | 98.22% | 92% | No
7 | IKN400350 | Sphygmomanometers, Electronic, Automatic | 4510 | 1496 |  | WAD 7B | BP Set warna putih rosak. | Normal | 0:15 | 2019-11-01 | 2019-11-06 | 10 | N | 0 | Response On_Time | N | 6 | 2019-11-06 | 6 | 60 |  | Strands | 6 | 24 | 144 | 8072 | 7928 | 98.22% | 92% | No
8 | IKN400775 | Scanning Systems, Ultrasonic, General-Purpose | 1044560 | 1535 |  | ID | Ultrasound tidak keluar gambar | Normal | 0:25 | 2019-11-01 | 2019-11-04 | 100 | N | 0 | Response On_Time | N | 4 | 2019-11-07 | 4 | 400 |  | Strands | 4 | 24 | 96 | 8072 | 7976 | 98.81% | 95% | No
9 | IKN400567 | Cameras, Gamma | 3191750 | 1550 |  | NM | MEGP detector one collision | Normal | 0:05 | 2019-11-01 | 2019-11-04 | 100 | N | 0 | Response On_Time | N | 4 | 2019-11-08 | 4 | 400 |  | Strands | 4 | 24 | 96 | 8072 | 7976 | 98.81% | 92% | No
10 | IKN400786 | Radiographic/Fluoroscopic Systems, Angiographic/Intervention | 3191750 | 1565 |  | ID | Request for user training at Radiology Department (Angio) on 23/10/2019. | Normal | 0:00 | 2019-11-01 | 2019-11-04 | 100 | N | 0 | Response On_Time | N | 4 | 2019-11-08 | 4 | 400 |  | Strands | 4 | 24 | 96 | 8072 | 7976 | 98.81% | 92% | No
6090
Formulas:
Last date of 7 working days (dd/mm/yy) = WORKDAY([Work Request Date],6,tarikhcuti)