## MASTERLIST ASSET
APPROVED LIST MASTERLIST ASSET FOR HOSPITAL SHAH ALAM 2022
No. | Service | Period Name | Hospital | Department | User Area | Description UMDNS | Asset Description | Equipment Group | Equipment Group | Asset Type Code | Qty | Asset No. | Purchase Cost (RM) | Total Purchase Cost (RM) | Status | Date Start Service | Warranty Expiry Date | Date Stop Service
1 | BEMS | P0 | Hospital Shah Alam, Selangor | Jabatan Kecemasan & Trauma | Jabatan Kecemasan & Trauma | Compressors, Medical-Air | COMPRESSOR AIR (DENTAL) | Therapeutic | Basic | 10-972 | 1 | KKM/JKN/HSA/10-05-01/H/15/4893 | 13000 | 13000 |  | 2026-01-01
2 | BEMS | P0 | Hospital Shah Alam, Selangor | Jabatan Kecemasan & Trauma | Jabatan Kecemasan & Trauma | Compressors, Medical-Air | SUCTION UNIT (DENTAL) | Therapeutic | Basic | 10-972 | 1 | KKM/JKN/HSA/10-05-01/H/15/466 | 14000 | 14000 |  | 2026-01-01
3 | BEMS | P0 | Hospital Shah Alam, Selangor | Jabatan Bedah Mulut & Pergigian Pediatrik | Klinik Bedah Mulut & Klinik Pergigian Pediatrik | Compressors, Medical-Air | CENTRAL COMPRESSOR (DENTAL) | Therapeutic | Basic | 10-972 | 1 | KKM/JKN/HSA/10-05-01/H/15/4891 | 78000 | 78000 |  | 2026-01-01
4 | BEMS | P0 | Hospital Shah Alam, Selangor | Jabatan Bedah Mulut & Pergigian Pediatrik | Klinik Bedah Mulut & Klinik Pergigian Pediatrik | Compressors, Medical-Air | CENTRAL SUCTION (DENTAL) | Therapeutic | Basic | 10-972 | 1 | KKM/JKN/HSA/10-05-01/H/15/4886 | 65000 | 65000 |  | 2026-01-01
5 | BEMS | P0 | Hospital Shah Alam, Selangor | Jabatan Kecemasan & Trauma | Jabatan Kecemasan & Trauma | Chairs, Examination/Treatment, Dentistry | DENTAL CHAIR, OFFICER | Therapeutic | Intermediate | 10-792 | 1 | KKM/JKN/HSA/10-05-01/H/15/4892 | 89700 | 89700 |  | 2026-01-01
6 | BEMS | P0 | Hospital Shah Alam, Selangor | Jabatan Bedah Mulut & Pergigian Pediatrik | Klinik Bedah Mulut & Klinik Pergigian Pediatrik | Chairs, Examination/Treatment, Dentistry | DENTAL CHAIR, OFFICER | Therapeutic | Intermediate | 10-792 | 1 | KKM/JKN/HSA/10-05-01/H/15/1118 | 69000 | 69000 |  | 2026-01-01
7 | BEMS | P0 | Hospital Shah Alam, Selangor | Jabatan Bedah Mulut & Pergigian Pediatrik | Klinik Bedah Mulut & Klinik Pergigian Pediatrik | Chairs, Examination/Treatment, Dentistry | DENTAL CHAIR, OFFICER | Therapeutic | Intermediate | 10-792 | 1 | KKM/JKN/HSA/10-05-01/H/15/1119 | 69000 | 69000 |  | 2026-01-01
8 | BEMS | P0 | Hospital Shah Alam, Selangor | Jabatan Bedah Mulut & Pergigian Pediatrik | Klinik Bedah Mulut & Klinik Pergigian Pediatrik | Chairs, Examination/Treatment, Dentistry | DENTAL CHAIR, OFFICER | Therapeutic | Intermediate | 10-792 | 1 | KKM/JKN/HSA/10-05-01/H/15/1120 | 69000 | 69000 |  | 2026-01-01
9 | BEMS | P0 | Hospital Shah Alam, Selangor | Jabatan Bedah Mulut & Pergigian Pediatrik | Klinik Bedah Mulut & Klinik Pergigian Pediatrik | Chairs, Examination/Treatment, Dentistry | DENTAL CHAIR, OFFICER | Therapeutic | Intermediate | 10-792 | 1 | KKM/JKN/HSA/10-05-01/H/15/1121 | 69000 | 69000 |  | 2026-01-01
10 | BEMS | P0 | Hospital Shah Alam, Selangor | Jabatan Bedah Mulut & Pergigian Pediatrik | Klinik Bedah Mulut & Klinik Pergigian Pediatrik | Chairs, Examination/Treatment, Dentistry | DENTAL CHAIR, OFFICER | Therapeutic | Intermediate | 10-792 | 1 | KKM/JKN/HSA/10-05-01/H/15/1122 | 69000 | 69000 |  | 2026-01-01
11 | BEMS | P0 | Hospital Shah Alam, Selangor | Jabatan Bedah Mulut & Pergigian Pediatrik | Klinik Bedah Mulut & Klinik Pergigian Pediatrik | Chairs, Examination/Treatment, Dentistry | DENTAL CHAIR, OFFICER | Therapeutic | Intermediate | 10-792 | 1 | KKM/JKN/HSA/10-05-01/H/15/1123 | 69000 | 69000 |  | 2026-01-01
12 | BEMS | P0 | Hospital Shah Alam, Selangor | Jabatan Bedah Mulut & Pergigian Pediatrik | Klinik Bedah Mulut & Klinik Pergigian Pediatrik | Chairs, Examination/Treatment, Dentistry | DENTAL CHAIR, OFFICER | Therapeutic | Intermediate | 10-792 | 1 | KKM/JKN/HSA/10-05-01/H/15/1124 | 69000 | 69000 |  | 2026-01-01
13 | BEMS | P0 | Hospital Shah Alam, Selangor | Jabatan Bedah Mulut & Pergigian Pediatrik | Klinik Bedah Mulut & Klinik Pergigian Pediatrik | Chairs, Examination/Treatment, Dentistry | DENTAL CHAIR, SPECIALIST | Therapeutic | Intermediate | 10-792 | 1 | KKM/JKN/HSA/10-05-01/H/15/1489 | 89000 | 89000 |  | 2026-01-01
14 | BEMS | P0 | Hospital Shah Alam, Selangor | Jabatan Bedah Mulut & Pergigian Pediatrik | Klinik Bedah Mulut & Klinik Pergigian Pediatrik | Chairs, Examination/Treatment, Dentistry | DENTAL CHAIR, SPECIALIST | Therapeutic | Intermediate | 10-792 | 1 | KKM/JKN/HSA/10-05-01/H/15/1490 | 89000 | 89000 |  | 2026-01-01
15 | BEMS | P0 | Hospital Shah Alam, Selangor | Jabatan Bedah Mulut & Pergigian Pediatrik | Klinik Bedah Mulut & Klinik Pergigian Pediatrik | Chairs, Examination/Treatment, Dentistry | DENTAL CHAIR, SPECIALIST | Therapeutic | Intermediate | 10-792 | 1 | KKM/JKN/HSA/10-05-01/H/15/1491 | 89000 | 89000 |  | 2026-01-01
16 | BEMS | P0 | Hospital Shah Alam, Selangor | Jabatan Bedah Mulut & Pergigian Pediatrik | Klinik Bedah Mulut & Klinik Pergigian Pediatrik | Chairs, Examination/Treatment | DENTAL X-RAY CHAIR | Therapeutic | Basic | 16-437 | 1 | KKM/JKN/HSA/10-05-01/H/15/1089 | 7000 | 7000 |  | 2026-01-01
17 | BEMS | P0 | Hospital Shah Alam, Selangor | Jabatan Patologi | Jabatan Patologi | Analyzers, Laboratory, Blood, GlycatedHemoglobin | HPLC SYSTEM FOR HBA1C C/W UPS | Laboratory | Intermediate | 17-109 | 1 | KKM/JKN/HSA/10-05-01/H/15/4018 | 67000 | 67000 |  | 2026-01-01
18 | BEMS | P0 | Hospital Shah Alam, Selangor | Jabatan Patologi | Jabatan Patologi | Analyzers, Laboratory, Hematology, Coagulation, Automated | COAGULOMETER (AUTOMATIC) | Laboratory | Intermediate | 15-098 | 1 | KKM/JKN/HSA/10-05-01/H/15/3915 | 64000 | 64000 |  | 2026-01-01
19 | BEMS | P0 | Hospital Shah Alam, Selangor | Jabatan Patologi | Jabatan Patologi | Analyzers, Laboratory, Hematology, Coagulation, Automated | COAGULOMETER (AUTOMATIC) | Laboratory | Intermediate | 15-098 | 1 | KKM/JKN/HSA/10-05-01/H/15/3916 | 64000 | 64000 |  | 2026-01-01
20 | BEMS | P0 | Hospital Shah Alam, Selangor | Jabatan Kecemasan & Trauma | Jabatan Kecemasan & Trauma | Analyzers, Laboratory, Hematology, Cell Counting, Automated | HEMATOLOGY ANALYSER / SYSMEX / XP-100 | Laboratory | Intermediate | 17-741 | 1 | KKM/JKN/HSA/10-05-01/H/15/38 | 25000 | 25000 |  | 2026-01-01
21 | BEMS | P0 | Hospital Shah Alam, Selangor | Jabatan Pediatrik | Unit Rawatan Rapi Neonatal (NICU) | Nitric Oxide Delivery Units | NOX BOX1 MOBILE | Therapeutic | Basic | 18-586 | 1 | KKM/JKN/HSA/10-05-01/H/16/123 | 179000 | 179000 |  | 2026-01-01
22 | BEMS | P0 | Hospital Shah Alam, Selangor | Jabatan Otorinolaringologi (ORL) | Dewan Bedah Utama (GOT) | Light Sources, Fiberoptic | HEADLAMP FIBEROPTIC | Diagnostic | Basic | 12-345 | 1 | KKM/JKN/HSA/10-05-01/H/15/2475 | 6500 | 6500 |  | 2026-01-01
23 | BEMS | P0 | Hospital Shah Alam, Selangor | Jabatan Otorinolaringologi (ORL) | Klinik Otorinolaringologi (ORL) | Light Sources, Fiberoptic | HEADLAMP FIBEROPTIC | Diagnostic | Basic | 12-345 | 1 | KKM/JKN/HSA/10-05-01/H/15/2476 | 6500 | 6500 |  | 2026-01-01
24 | BEMS | P0 | Hospital Shah Alam, Selangor | Jabatan Otorinolaringologi (ORL) | Klinik Otorinolaringologi (ORL) | Light Sources, Fiberoptic | HEADLAMP FIBEROPTIC | Diagnostic | Basic | 12-345 | 1 | KKM/JKN/HSA/10-05-01/H/15/2477 | 6500 | 6500 |  | 2026-01-01
25 | BEMS | P0 | Hospital Shah Alam, Selangor | Jabatan Otorinolaringologi (ORL) | Klinik Otorinolaringologi (ORL) | Light Sources, Fiberoptic | HEADLAMP FIBEROPTIC | Diagnostic | Basic | 12-345 | 1 | KKM/JKN/HSA/10-05-01/H/15/2478 | 6500 | 6500 |  | 2026-01-01
26 | BEMS | P0 | Hospital Shah Alam, Selangor | Jabatan Otorinolaringologi (ORL) | Klinik Otorinolaringologi (ORL) | Light Sources, Fiberoptic | HEADLAMP FIBEROPTIC W/XENON LIGHT SOURCE | Diagnostic | Basic | 12-345 | 1 | KKM/JKN/HSA/10-05-01/H/15/2480 | 14000 | 14000 |  | 2026-01-01
27 | BEMS | P0 | Hospital Shah Alam, Selangor | Jabatan Otorinolaringologi (ORL) | Klinik Otorinolaringologi (ORL) | Light Sources, Fiberoptic | HEADLAMP FIBEROPTIC W/XENON LIGHT SOURCE | Diagnostic | Basic | 12-345 | 1 | KKM/JKN/HSA/10-05-01/H/15/2481 | 14000 | 14000 |  | 2026-01-01
28 | BEMS | P0 | Hospital Shah Alam, Selangor | Jabatan Otorinolaringologi (ORL) | Klinik Otorinolaringologi (ORL) | Light Sources, Fiberoptic | HEADLAMP FIBEROPTIC W/XENON LIGHT SOURCE | Diagnostic | Basic | 12-345 | 1 | KKM/JKN/HSA/10-05-01/H/15/3574 | 14000 | 14000 |  | 2026-01-01
29 | BEMS | P0 | Hospital Shah Alam, Selangor | Jabatan Otorinolaringologi (ORL) | Klinik Otorinolaringologi (ORL) | Light Sources, Fiberoptic | HEADLAMP FIBEROPTIC W/XENON LIGHT SOURCE | Diagnostic | Basic | 12-345 | 1 | KKM/JKN/HSA/10-05-01/H/15/3575 | 14000 | 14000 |  | 2026-01-01
30 | BEMS | P0 | Hospital Shah Alam, Selangor | Jabatan Bedah Mulut & Pergigian Pediatrik | Klinik Bedah Mulut & Klinik Pergigian Pediatrik | Polishing unit, Dental | DENTAL MODEL TRIMMERS/POLISHING | Therapeutic | Basic | 88-008 | 1 | KKM/JKN/HSA/10-05-01/H/15/4029 | 2000 | 2000 |  | 2026-01-01
31 | BEMS | P0 | Hospital Shah Alam, Selangor | Jabatan Anestesiologi & Rawatan Kritikal | Dewan Bedah Utama (GOT) | Amalgamators | AMALGAMATOR | Diagnostic | Basic | 10-082 | 1 | KKM/JKN/HSA/10-05-01/H/15/3564 | 2000 | 2000 |  | 2026-01-01
32 | BEMS | P0 | Hospital Shah Alam, Selangor | Jabatan Bedah Mulut & Pergigian Pediatrik | Klinik Bedah Mulut & Klinik Pergigian Pediatrik | Amalgamators | AMALGAMATOR | Diagnostic | Basic | 10-082 | 1 | KKM/JKN/HSA/10-05-01/H/15/3565 | 2000 | 2000 |  | 2026-01-01
33 | BEMS | P0 | Hospital Shah Alam, Selangor | Jabatan Bedah Mulut & Pergigian Pediatrik | Klinik Bedah Mulut & Klinik Pergigian Pediatrik | Amalgamators | AMALGAMATOR | Diagnostic | Basic | 10-082 | 1 | KKM/JKN/HSA/10-05-01/H/15/3566 | 2000 | 2000 |  | 2026-01-01
34 | BEMS | P0 | Hospital Shah Alam, Selangor | Jabatan Bedah Mulut & Pergigian Pediatrik | Klinik Bedah Mulut & Klinik Pergigian Pediatrik | Amalgamators | AMALGAMATOR | Diagnostic | Basic | 10-082 | 1 | KKM/JKN/HSA/10-05-01/H/15/3567 | 2000 | 2000 |  | 2026-01-01
35 | BEMS | P0 | Hospital Shah Alam, Selangor | Jabatan Bedah Mulut & Pergigian Pediatrik | Klinik Bedah Mulut & Klinik Pergigian Pediatrik | Amalgamators | AMALGAMATOR | Diagnostic | Basic | 10-082 | 1 | KKM/JKN/HSA/10-05-01/H/15/3568 | 2000 | 2000 |  | 2026-01-01
36 | BEMS | P0 | Hospital Shah Alam, Selangor | Jabatan Bedah Mulut & Pergigian Pediatrik | Klinik Bedah Mulut & Klinik Pergigian Pediatrik | Amalgamators | AMALGAMATOR | Diagnostic | Basic | 10-082 | 1 | KKM/JKN/HSA/10-05-01/H/15/3569 | 2000 | 2000 |  | 2026-01-01
37 | BEMS | P0 | Hospital Shah Alam, Selangor | Jabatan Bedah Mulut & Pergigian Pediatrik | Klinik Bedah Mulut & Klinik Pergigian Pediatrik | Amalgamators | AMALGAMATOR | Diagnostic | Basic | 10-082 | 1 | KKM/JKN/HSA/10-05-01/H/15/3570 | 2000 | 2000 |  | 2026-01-01
38 | BEMS | P0 | Hospital Shah Alam, Selangor | Jabatan Bedah Mulut & Pergigian Pediatrik | Klinik Bedah Mulut & Klinik Pergigian Pediatrik | Amalgamators | AMALGAMATOR | Diagnostic | Basic | 10-082 | 1 | KKM/JKN/HSA/10-05-01/H/15/3571 | 2000 | 2000 |  | 2026-01-01
39 | BEMS | P0 | Hospital Shah Alam, Selangor | Jabatan Bedah Mulut & Pergigian Pediatrik | Klinik Bedah Mulut & Klinik Pergigian Pediatrik | Amalgamators | AMALGAMATOR | Diagnostic | Basic | 10-082 | 1 | KKM/JKN/HSA/10-05-01/H/15/3572 | 2000 | 2000 |  | 2026-01-01
40 | BEMS | P0 | Hospital Shah Alam, Selangor | Jabatan Bedah Mulut & Pergigian Pediatrik | Klinik Bedah Mulut & Klinik Pergigian Pediatrik | Amalgamators | AMALGAMATOR | Diagnostic | Basic | 10-082 | 1 | KKM/JKN/HSA/10-05-01/H/15/3573 | 2000 | 2000 |  | 2026-01-01
41 | BEMS | P0 | Hospital Shah Alam, Selangor | Jabatan Bedah Mulut & Pergigian Pediatrik | Klinik Bedah Mulut & Klinik Pergigian Pediatrik | Amalgamators | AMALGAMATOR | Diagnostic | Basic | 10-082 | 1 | KKM/JKN/HSA/10-05-01/H/15/3624 | 2000 | 2000 |  | 2026-01-01
42 | BEMS | P0 | Hospital Shah Alam, Selangor | Jabatan Bedah Mulut & Pergigian Pediatrik | Klinik Bedah Mulut & Klinik Pergigian Pediatrik | Acrylic Curing Units, Dental | LIGHT CURING UNIT | Therapeutic | Basic | 16-353 | 1 | KKM/JKN/HSA/10-05-01/H/15/1701 | 2550 | 2550 |  | 2026-01-01
43 | BEMS | P0 | Hospital Shah Alam, Selangor | Jabatan Bedah Mulut & Pergigian Pediatrik | Klinik Bedah Mulut & Klinik Pergigian Pediatrik | Acrylic Curing Units, Dental | LIGHT CURING UNIT | Therapeutic | Basic | 16-353 | 1 | KKM/JKN/HSA/10-05-01/H/15/1702 | 2550 | 2550 |  | 2026-01-01
44 | BEMS | P0 | Hospital Shah Alam, Selangor | Jabatan Bedah Mulut & Pergigian Pediatrik | Klinik Bedah Mulut & Klinik Pergigian Pediatrik | Acrylic Curing Units, Dental | LIGHT CURING UNIT | Therapeutic | Basic | 16-353 | 1 | KKM/JKN/HSA/10-05-01/H/15/1703 | 2550 | 2550 |  | 2026-01-01
45 | BEMS | P0 | Hospital Shah Alam, Selangor | Jabatan Bedah Mulut & Pergigian Pediatrik | Klinik Bedah Mulut & Klinik Pergigian Pediatrik | Acrylic Curing Units, Dental | LIGHT CURING UNIT | Therapeutic | Basic | 16-353 | 1 | KKM/JKN/HSA/10-05-01/H/15/1704 | 2550 | 2550 |  | 2026-01-01
46 | BEMS | P0 | Hospital Shah Alam, Selangor | Jabatan Bedah Mulut & Pergigian Pediatrik | Klinik Bedah Mulut & Klinik Pergigian Pediatrik | Acrylic Curing Units, Dental | LIGHT CURING UNIT | Therapeutic | Basic | 16-353 | 1 | KKM/JKN/HSA/10-05-01/H/15/1705 | 2550 | 2550 |  | 2026-01-01
47 | BEMS | P0 | Hospital Shah Alam, Selangor | Jabatan Bedah Mulut & Pergigian Pediatrik | Klinik Bedah Mulut & Klinik Pergigian Pediatrik | Acrylic Curing Units, Dental | LIGHT CURING UNIT | Therapeutic | Basic | 16-353 | 1 | KKM/JKN/HSA/10-05-01/H/15/1706 | 2550 | 2550 |  | 2026-01-01
48 | BEMS | P0 | Hospital Shah Alam, Selangor | Jabatan Bedah Mulut & Pergigian Pediatrik | Klinik Bedah Mulut & Klinik Pergigian Pediatrik | Acrylic Curing Units, Dental | LIGHT CURING UNIT | Therapeutic | Basic | 16-353 | 1 | KKM/JKN/HSA/10-05-01/H/15/1707 | 2550 | 2550 |  | 2026-01-01
49 | BEMS | P0 | Hospital Shah Alam, Selangor | Jabatan Bedah Mulut & Pergigian Pediatrik | Klinik Bedah Mulut & Klinik Pergigian Pediatrik | Acrylic Curing Units, Dental | LIGHT CURING UNIT | Therapeutic | Basic | 16-353 | 1 | KKM/JKN/HSA/10-05-01/H/15/1708 | 2550 | 2550 |  | 2026-01-01
50 | BEMS | P0 | Hospital Shah Alam, Selangor | Jabatan Bedah Mulut & Pergigian Pediatrik | Klinik Bedah Mulut & Klinik Pergigian Pediatrik | Acrylic Curing Units, Dental | LIGHT CURING UNIT | Therapeutic | Basic | 16-353 | 1 | KKM/JKN/HSA/10-05-01/H/15/1709 | 2550 | 2550 |  | 2026-01-01
51 | BEMS | P0 | Hospital Shah Alam, Selangor | Jabatan Bedah Mulut & Pergigian Pediatrik | Klinik Bedah Mulut & Klinik Pergigian Pediatrik | Acrylic Curing Units, Dental | LIGHT CURING UNIT | Therapeutic | Basic | 16-353 | 1 | KKM/JKN/HSA/10-05-01/H/15/1710 | 2550 | 2550 |  | 2026-01-01
52 | BEMS | P0 | Hospital Shah Alam, Selangor | Jabatan Bedah Mulut & Pergigian Pediatrik | Klinik Bedah Mulut & Klinik Pergigian Pediatrik | Implant Unit,Dental | DENTAL IMPLANT UNITS | Therapeutic | Intermediate | 88-006 | 1 | KKM/JKN/HSA/10-05-01/H/15/1662 | 9250 | 9250 |  | 2026-01-01
53 | BEMS | P0 | Hospital Shah Alam, Selangor | Jabatan Bedah Mulut & Pergigian Pediatrik | Klinik Bedah Mulut & Klinik Pergigian Pediatrik | Implant Unit,Dental | DENTAL IMPLANT UNITS | Therapeutic | Intermediate | 88-006 | 1 | KKM/JKN/HSA/10-05-01/H/15/1663 | 9250 | 9250 |  | 2026-01-01
54 | BEMS | P0 | Hospital Shah Alam, Selangor | Jabatan Bedah Mulut & Pergigian Pediatrik | Klinik Bedah Mulut & Klinik Pergigian Pediatrik | Implant Unit,Dental | DENTAL IMPLANT UNITS | Therapeutic | Intermediate | 88-006 | 1 | KKM/JKN/HSA/10-05-01/H/15/1664 | 9250 | 9250 |  | 2026-01-01
55 | BEMS | P0 | Hospital Shah Alam, Selangor | Jabatan Bedah Mulut & Pergigian Pediatrik | Klinik Bedah Mulut & Klinik Pergigian Pediatrik | Polymer Applicator, Dental | POLYMERIZATION BATH | Therapeutic | Basic | 99-903 | 1 | KKM/JKN/HSA/10-05-01/H/15/4025 | 10000 | 10000 |  | 2026-01-01
56 | BEMS | P0 | Hospital Shah Alam, Selangor | Jabatan Bedah Mulut & Pergigian Pediatrik | Klinik Bedah Mulut & Klinik Pergigian Pediatrik | Polymer Applicator, Dental | POLYMERIZATION BATH | Therapeutic | Basic | 99-903 | 1 | KKM/JKN/HSA/10-05-01/H/15/4026 | 10000 | 10000 |  | 2026-01-01
57 | BEMS | P0 | Hospital Shah Alam, Selangor | Jabatan Bedah Mulut & Pergigian Pediatrik | Klinik Bedah Mulut & Klinik Pergigian Pediatrik | Handpieces, Dental | DENTAL HANDPIECE | Therapeutic | Intermediate | 11-161 | 1 | KKM/JKN/HSA/10-05-01/H/16/35 | 5860 | 5860 |  | 2026-01-01
58 | BEMS | P0 | Hospital Shah Alam, Selangor | Jabatan Bedah Mulut & Pergigian Pediatrik | Klinik Bedah Mulut & Klinik Pergigian Pediatrik | Handpieces, Dental | DENTAL HANDPIECE | Therapeutic | Intermediate | 11-161 | 1 | KKM/JKN/HSA/10-05-01/H/16/36 | 5860 | 5860 |  | 2026-01-01
59 | BEMS | P0 | Hospital Shah Alam, Selangor | Jabatan Bedah Mulut & Pergigian Pediatrik | Klinik Bedah Mulut & Klinik Pergigian Pediatrik | Handpieces, Dental | DENTAL HANDPIECE | Therapeutic | Intermediate | 11-161 | 1 | KKM/JKN/HSA/10-05-01/H/16/96 | 2052 | 2052 |  | 2026-01-01
60 | BEMS | P0 | Hospital Shah Alam, Selangor | Jabatan Bedah Mulut & Pergigian Pediatrik | Klinik Bedah Mulut & Klinik Pergigian Pediatrik | Handpieces, Dental | DENTAL HANDPIECE | Therapeutic | Intermediate | 11-161 | 1 | KKM/JKN/HSA/10-05-01/H/16/97 | 2826 | 2826 |  | 2026-01-01
61 | BEMS | P0 | Hospital Shah Alam, Selangor | Jabatan Bedah Mulut & Pergigian Pediatrik | Klinik Bedah Mulut & Klinik Pergigian Pediatrik | Handpieces, Dental | DENTAL HANDPIECE | Therapeutic | Intermediate | 11-161 | 1 | KKM/JKN/HSA/10-05-01/H/16/98 | 2826 | 2826 |  | 2026-01-01
62 | BEMS | P0 | Hospital Shah Alam, Selangor | Jabatan Bedah Mulut & Pergigian Pediatrik | Klinik Bedah Mulut & Klinik Pergigian Pediatrik | Handpieces, Dental | DENTAL HANDPIECE | Therapeutic | Intermediate | 11-161 | 1 | KKM/JKN/HSA/10-05-01/H/16/99 | 2690 | 2690 |  | 2026-01-01
63 | BEMS | P0 | Hospital Shah Alam, Selangor | Jabatan Bedah Mulut & Pergigian Pediatrik | Klinik Bedah Mulut & Klinik Pergigian Pediatrik | Handpieces, Dental | DENTAL HANDPIECE | Therapeutic | Intermediate | 11-161 | 1 | KKM/JKN/HSA/10-05-01/H/16/100 | 2690 | 2690 |  | 2026-01-01
64 | BEMS | P0 | Hospital Shah Alam, Selangor | Jabatan Bedah Mulut & Pergigian Pediatrik | Klinik Bedah Mulut & Klinik Pergigian Pediatrik | Handpieces, Dental | DENTAL HANDPIECE | Therapeutic | Intermediate | 11-161 | 1 | KKM/JKN/HSA/10-05-01/H/18/144 | 10000 | 10000 |  | 2026-01-01
65 | BEMS | P0 | Hospital Shah Alam, Selangor | Jabatan Otorinolaringologi (ORL) |  | Light Sources, Fiberoptic, Flexible Endoscopic | LIGHT SOURCE FIBEROPTIC COMPACT | Diagnostic | Basic | 12-343 | 1 | KKM/JKN/HSA/10-01-01/R/15/7575 | 1320 | 1320 |  | 2026-01-01
66 | BEMS | P0 | Hospital Shah Alam, Selangor | Jabatan Pembedahan Am | Unit Rawatan Perubatan Harian | Light Sources, Fiberoptic, Flexible Endoscopic | LIGHT SOURCE XENON 300 WATTS | Diagnostic | Basic | 12-343 | 1 | KKM/JKN/HSA/10-01-01/H/15/1327 | 24700 | 24700 |  | 2026-01-01
67 | BEMS | P0 | Hospital Shah Alam, Selangor | Jabatan Pembedahan Am | Unit Rawatan Perubatan Harian | Light Sources, Fiberoptic, Flexible Endoscopic | LIGHT SOURCE XENON 300 WATTS | Diagnostic | Basic | 12-343 | 1 | KKM/JKN/HSA/10-01-01/H/15/1328 | 24700 | 24700 |  | 2026-01-01
68 | BEMS | P0 | Hospital Shah Alam, Selangor | Jabatan Pembedahan Am | Unit Rawatan Perubatan Harian | Light Sources, Fiberoptic, Flexible Endoscopic | LIGHT SOURCE XENON 300 WATTS | Diagnostic | Basic | 12-343 | 1 | KKM/JKN/HSA/10-01-01/H/15/1329 | 24700 | 24700 |  | 2026-01-01
69 | BEMS | P0 | Hospital Shah Alam, Selangor | Jabatan Pembedahan Am | Unit Rawatan Perubatan Harian | Lavange Unit, Surgical | ENDOSCOPIC FLUSHING PUMP | Therapeutic | Intermediate | 12-306 | 1 | KKM/JKN/HSA/10-01-01/H/15/4083 | 2430 | 2430 |  | 2026-01-01
70 | BEMS | P0 | Hospital Shah Alam, Selangor | Jabatan Pembedahan Am | Unit Rawatan Perubatan Harian | Lavange Unit, Surgical | ENDOSCOPIC FLUSHING PUMP | Therapeutic | Intermediate | 12.306 | 1 | KKM/JKN/HSA/10-01-01/H/15/4084 | 2430 | 2430 |  | 2026-01-01
71 | BEMS | P0 | Hospital Shah Alam, Selangor | Jabatan Pembedahan Am | Unit Rawatan Perubatan Harian | Lavange Unit, Surgical | ENDOSCOPIC FLUSHING PUMP | Therapeutic | Intermediate | 12-306 | 1 | KKM/JKN/HSA/10-01-01/H/15/4085 | 2430 | 2430 |  | 2026-01-01
72 | BEMS | P0 | Hospital Shah Alam, Selangor | Jabatan Anestesiologi & Rawatan Kritikal | Dewan Bedah Utama (GOT) | Light Sources, Fiberoptic, Flexible Endoscopic | LIGHT SOURCE XENON 300 WATTS | Diagnostic | Basic | 12-343 | 1 | KKM/JKN/HSA/10-01-01/H/15/1330 | 24700 | 24700 |  | 2026-01-01
73 | BEMS | P0 | Hospital Shah Alam, Selangor | Jabatan Anestesiologi & Rawatan Kritikal | Dewan Bedah Utama (GOT) | Light Sources, Fiberoptic, Flexible Endoscopic | LIGHT SOURCE XENON 300 WATTS | Diagnostic | Basic | 12-343 | 1 | KKM/JKN/HSA/10-01-01/H/15/1331 | 24700 | 24700 |  | 2026-01-01
74 | BEMS | P0 | Hospital Shah Alam, Selangor | Jabatan Anestesiologi & Rawatan Kritikal | Dewan Bedah Utama (GOT) | Light Sources, Fiberoptic, Flexible Endoscopic | LIGHT SOURCE XENON 300 WATTS | Diagnostic | Basic | 12-343 | 1 | KKM/JKN/HSA/10-01-01/H/15/1332 | 24700 | 24700 |  | 2026-01-01
75 | BEMS | P0 | Hospital Shah Alam, Selangor | Jabatan Anestesiologi & Rawatan Kritikal | Dewan Bedah Utama (GOT) | Light Sources, Fiberoptic | LIGHT GUIDE 3.5MM | Diagnostic | Basic | 12-345 | 1 | KKM/JKN/HSA/10-05-01/R/15/6818 | 1930 | 1930 |  | 2026-01-01
76 | BEMS | P0 | Hospital Shah Alam, Selangor | Jabatan Anestesiologi & Rawatan Kritikal | Dewan Bedah Utama (GOT) | Light Sources, Fiberoptic | LIGHT GUIDE 3.5MM | Diagnostic | Basic | 12-345 | 1 | KKM/JKN/HSA/10-05-01/R/15/6819 | 1930 | 1930 |  | 2026-01-01
77 | BEMS | P0 | Hospital Shah Alam, Selangor | Jabatan Anestesiologi & Rawatan Kritikal | Dewan Bedah Utama (GOT) | Light Sources, Fiberoptic | LIGHT GUIDE 3.5MM | Diagnostic | Basic | 12-345 | 1 | KKM/JKN/HSA/10-05-01/R/15/6821 | 1930 | 1930 |  | 2026-01-01
78 | BEMS | P0 | Hospital Shah Alam, Selangor | Jabatan Pembedahan Am | Unit Rawatan Perubatan Harian | Printers, Video | VIDEO PRINTER | Diagnostic | Basic | 17-508 | 1 | KKM/JKN/HSA/10-05-01/H/15/4086 | 4870 | 4870 |  | 2026-01-01
79 | BEMS | P0 | Hospital Shah Alam, Selangor | Jabatan Pembedahan Am | Unit Rawatan Perubatan Harian | Printers, Video | VIDEO PRINTER | Diagnostic | Basic | 17-508 | 1 | KKM/JKN/HSA/10-05-01/H/15/4087 | 4870 | 4870 |  | 2026-01-01
80 | BEMS | P0 | Hospital Shah Alam, Selangor | Jabatan Pembedahan Am | Unit Rawatan Perubatan Harian | Printers, Video | VIDEO PRINTER | Diagnostic | Basic | 17-508 | 1 | KKM/JKN/HSA/10-05-01/H/15/4088 | 4870 | 4870 |  | 2026-01-01
81 | BEMS | P0 | Hospital Shah Alam, Selangor | Jabatan Kecemasan & Trauma | Jabatan Kecemasan & Trauma | Cast Cutters, Electric | SAW PLASTER ELECTRIC C/W VACUUM | Therapeutic | Basic | 16-340 | 1 | KKM/JKN/HSA/10-05-01/H/15/2826 | 8500 | 8500 |  | 2026-01-01
82 | BEMS | P0 | Hospital Shah Alam, Selangor | Jabatan Ortopedik | Wad Ortopedik | Cast Cutters, Electric | SAW PLASTER ELECTRIC C/W VACUUM | Therapeutic | Basic | 16-340 | 1 | KKM/JKN/HSA/10-05-01/H/15/4157 | 11050 | 11050 |  | 2026-01-01
83 | BEMS | P0 | Hospital Shah Alam, Selangor | Jabatan Ortopedik | Klinik Ortopedik | Cast Cutters, Electric | SAW PLASTER ELECTRIC C/W VACUUM | Therapeutic | Basic | 16-340 | 1 | KKM/JKN/HSA/10-05-01/H/15/4255 | 11050 | 11050 |  | 2026-01-01
84 | BEMS | P0 | Hospital Shah Alam, Selangor | Jabatan Ortopedik | Klinik Ortopedik | Cast Cutters, Electric | SAW PLASTER ELECTRIC C/W VACUUM | Therapeutic | Basic | 16-340 | 1 | KKM/JKN/HSA/10-05-01/H/15/4256 | 11050 | 11050 |  | 2026-01-01
85 | BEMS | P0 | Hospital Shah Alam, Selangor | Jabatan Ortopedik | Klinik Ortopedik | Cast Cutters, Electric | SAW PLASTER ELECTRIC C/W VACUUM | Therapeutic | Basic | 16-340 | 1 | KKM/JKN/HSA/10-05-01/H/15/4257 | 11050 | 11050 |  | 2026-01-01
86 | BEMS | P0 | Hospital Shah Alam, Selangor | Jabatan Pediatrik | Wad Pediatrik | Training Manikins, Cardiopulmonary Resuscitation | HUMAN PATIENT SIMULATOR | Therapeutic | Basic | 15-309 | 1 | KKM/JKN/HSA/10-05-01/H/16/124 | 21488.7 | 21488.7 |  | 2026-01-01
87 | BEMS | P0 | Hospital Shah Alam, Selangor | Jabatan Pediatrik | Wad Pediatrik | Training Manikins, Cardiopulmonary Resuscitation | HUMAN PATIENT SIMULATOR | Therapeutic | Basic | 15-309 | 1 | KKM/JKN/HSA/10-05-01/H/16/125 | 3339.65 | 3339.65 |  | 2026-01-01
88 | BEMS | P0 | Hospital Shah Alam, Selangor | Jabatan Pediatrik | Wad Pediatrik | Training Manikins, Cardiopulmonary Resuscitation | HUMAN PATIENT SIMULATOR | Therapeutic | Basic | 15-309 | 1 | KKM/JKN/HSA/10-05-01/H/16/126 | 8562.05 | 8562.05 |  | 2026-01-01
89 | BEMS | P0 | Hospital Shah Alam, Selangor | Jabatan Pediatrik | Wad Pediatrik | Training Manikins, Cardiopulmonary Resuscitation | KOMPUTER TABLET | Therapeutic | Basic | 15-309 | 1 | KKM/JKN/HSA/10-05-01/H/16/127 | 6337.5 | 6337.5 |  | 2026-01-01
90 | BEMS | P0 | Hospital Shah Alam, Selangor | Jabatan Perubatan Rehabilitasi | Jabatan Perubatan Rehabilitasi | Ultrasound Therapy Systems, Physical Therapy | ULTRASOUND THERAPEUTIC C/W 2 TRANSDUSERS | Therapeutic | Intermediate | 11-248 | 1 | KKM/JKN/HSA/10-05-01/H/15/955 | 7063 | 7063 |  | 2026-01-01
91 | BEMS | P0 | Hospital Shah Alam, Selangor | Jabatan Perubatan Rehabilitasi | Jabatan Perubatan Rehabilitasi | Ultrasound Therapy Systems, Physical Therapy | ULTRASOUND THERAPEUTIC C/W 2 TRANSDUSERS | Therapeutic | Intermediate | 11-248 | 1 | KKM/JKN/HSA/10-05-01/H/15/956 | 7063 | 7063 |  | 2026-01-01
92 | BEMS | P0 | Hospital Shah Alam, Selangor | Jabatan Perubatan Rehabilitasi | Jabatan Perubatan Rehabilitasi | Ultrasound Therapy Systems, Physical Therapy | COMBINATION ELECTROTHERAPY AND ULTRASOUND | Therapeutic | Intermediate | 11-248 | 1 | KKM/JKN/HSA/10-05-01/H/15/420 | 17549 | 17549 |  | 2026-01-01
93 | BEMS | P0 | Hospital Shah Alam, Selangor | Jabatan Bedah Mulut & Pergigian Pediatrik | Klinik Bedah Mulut & Klinik Pergigian Pediatrik | Apex Locators, Endodontic | APEX LOCATOR | Therapeutic | Intermediate | 16-355 | 1 | KKM/JKN/HSA/10-05-01/H/15/2045 | 2400 | 2400 |  | 2026-01-01
94 | BEMS | P0 | Hospital Shah Alam, Selangor | Jabatan Bedah Mulut & Pergigian Pediatrik | Klinik Bedah Mulut & Klinik Pergigian Pediatrik | Apex Locators, Endodontic | APEX LOCATOR | Therapeutic | Intermediate | 16-355 | 1 | KKM/JKN/HSA/10-05-01/H/15/2046 | 2400 | 2400 |  | 2026-01-01
95 | BEMS | P0 | Hospital Shah Alam, Selangor | Jabatan Bedah Mulut & Pergigian Pediatrik | Klinik Bedah Mulut & Klinik Pergigian Pediatrik | Dental Delivery Units | DENTAL DELIVERY UNIT (VACUUM SYSTEM) | Therapeutic | Intermediate | 11-165 | 1 | KKM/JKN/HSA/10-05-01/H/16/101 | 36915 | 36915 |  | 2026-01-01
96 | BEMS | P0 | Hospital Shah Alam, Selangor | Unit Kesihatan Awam/Pendidikan Kesihatan | Unit Kesihatan Awam/Pendidikan Kesihatan | Analyzers, Point of Care, Breath, Carbon Monoxide | PICO SMOKERLYZER | Diagnostic | Basic | 20-198 | 1 | KKM/JKN/HSA/10-05-01/H/16/44 | 3800 | 3800 |  | 2026-01-01
97 | BEMS | P0 | Hospital Shah Alam, Selangor | Unit Kesihatan Awam/Pendidikan Kesihatan | Unit Kesihatan Awam/Pendidikan Kesihatan | Analyzers, Point of Care, Breath, Carbon Monoxide | PICO SMOKERLYZER | Diagnostic | Basic | 20-198 | 1 | KKM/JKN/HSA/10-05-01/H/16/167 | 3150 | 3150 |  | 2026-01-01
98 | BEMS | P0 | Hospital Shah Alam, Selangor | Jabatan Kecemasan & Trauma | Jabatan Kecemasan & Trauma | Training Manikins, Cardiopulmonary Resuscitation | ASR SIMULATOR MANNEQUIN WITH MONITOR | Therapeutic | Basic | 15-309 | 1 | KKM/JKN/HSA/10-05-01/H/15/4870 | 28532.4 | 28532.4 |  | 2026-01-01
99 | BEMS | P0 | Hospital Shah Alam, Selangor | Jabatan Kecemasan & Trauma | Jabatan Kecemasan & Trauma | Training Manikins, Cardiopulmonary Resuscitation | RESUSCITATION MODEL BABY WITH CASE | Therapeutic | Basic | 15-309 | 1 | KKM/JKN/HSA/10-05-01/H/15/3657 | 2850 | 2850 |  | 2026-01-01
100 | BEMS | P0 | Hospital Shah Alam, Selangor | Jabatan Kecemasan & Trauma | Jabatan Kecemasan & Trauma | Training Manikins, Cardiopulmonary Resuscitation | RESUSCITATION MODEL BABY WITH CASE | Therapeutic | Basic | 15-309 | 1 | KKM/JKN/HSA/10-05-01/H/15/3636 | 11000 | 11000 |  | 2026-01-01
101 | BEMS | P0 | Hospital Shah Alam, Selangor | Jabatan Bedah Mulut & Pergigian Pediatrik | Klinik Bedah Mulut & Klinik Pergigian Pediatrik | Polishing unit, Dental | THERMOFORMING MACHINE/ERKOPRESS | Therapeutic | Basic | 88-008 | 1 | KKM/JKN/HSA/10-05-01/H/15/4045 | 4500 | 4500 |  | 2026-01-01
102 | BEMS | P0 | Hospital Shah Alam, Selangor | Jabatan Anestesiologi & Rawatan Kritikal | Dewan Bedah Utama (GOT) | Lights, Surgical | LAMP OPERATING MAJOR + SATELLITE C/W UPS | Therapeutic | Basic | 12-282 | 1 | KKM/JKN/HSA/10-05-01/H/15/4876 | 82550 | 82550 |  | 2026-01-01
103 | BEMS | P0 | Hospital Shah Alam, Selangor | Jabatan Anestesiologi & Rawatan Kritikal | Dewan Bedah Utama (GOT) | Lights, Surgical | LAMP OPERATING MAJOR + SATELLITE C/W UPS | Therapeutic | Basic | 12-282 | 1 | KKM/JKN/HSA/10-05-01/H/15/4877 | 82550 | 82550 |  | 2026-01-01
104 | BEMS | P0 | Hospital Shah Alam, Selangor | Jabatan Anestesiologi & Rawatan Kritikal | Dewan Bedah Utama (GOT) | Lights, Surgical | LAMP OPERATING MAJOR + SATELLITE C/W UPS | Therapeutic | Basic | 12-282 | 1 | KKM/JKN/HSA/10-05-01/H/15/4878 | 82550 | 82550 |  | 2026-01-01
105 | BEMS | P0 | Hospital Shah Alam, Selangor | Jabatan Anestesiologi & Rawatan Kritikal | Dewan Bedah Utama (GOT) | Lights, Surgical | LAMP OPERATING MAJOR + SATELLITE C/W UPS | Therapeutic | Basic | 12-282 | 1 | KKM/JKN/HSA/10-05-01/H/15/4879 | 82550 | 82550 |  | 2026-01-01
106 | BEMS | P0 | Hospital Shah Alam, Selangor | Jabatan Anestesiologi & Rawatan Kritikal | Dewan Bedah Utama (GOT) | Lights, Surgical | LAMP OPERATING MAJOR + SATELLITE C/W UPS | Therapeutic | Basic | 12-282 | 1 | KKM/JKN/HSA/10-05-01/H/15/4880 | 82550 | 82550 |  | 2026-01-01
107 | BEMS | P0 | Hospital Shah Alam, Selangor | Jabatan Anestesiologi & Rawatan Kritikal | Dewan Bedah Utama (GOT) | Lights, Surgical | LAMP OPERATING MAJOR + SATELLITE C/W UPS | Therapeutic | Basic | 12-282 | 1 | KKM/JKN/HSA/10-05-01/H/15/4881 | 82550 | 82550 |  | 2026-01-01
108 | BEMS | P0 | Hospital Shah Alam, Selangor | Jabatan Anestesiologi & Rawatan Kritikal | Dewan Bedah Utama (GOT) | Lights, Surgical | LAMP OPERATING MAJOR + SATELLITE C/W UPS | Therapeutic | Basic | 12-282 | 1 | KKM/JKN/HSA/10-05-01/H/15/4882 | 82550 | 82550 |  | 2026-01-01
109 | BEMS | P0 | Hospital Shah Alam, Selangor | Jabatan Anestesiologi & Rawatan Kritikal | Dewan Bedah Utama (GOT) | Lights, Surgical | LAMP OPERATING MAJOR + SATELLITE C/W UPS | Therapeutic | Basic | 12-282 | 1 | KKM/JKN/HSA/10-05-01/H/15/4883 | 82550 | 82550 |  | 2026-01-01
110 | BEMS | P0 | Hospital Shah Alam, Selangor | Jabatan Obstetrik & Ginekologi | Dewan Bedah Bersalin (MOT) | Lights, Surgical | LAMP OPERATING MAJOR + SATELLITE C/W UPS | Therapeutic | Basic | 12-282 | 1 | KKM/JKN/HSA/10-05-01/H/15/4884 | 82550 | 82550 |  | 2026-01-01
111 | BEMS | P0 | Hospital Shah Alam, Selangor | Jabatan Obstetrik & Ginekologi | Dewan Bedah Bersalin (MOT) | Lights, Surgical | LAMP OPERATING MAJOR + SATELLITE C/W UPS | Therapeutic | Basic | 12-282 | 1 | KKM/JKN/HSA/10-05-01/H/15/4885 | 82550 | 82550 |  | 2026-01-01
112 | BEMS | P0 | Hospital Shah Alam, Selangor | Unit Hemodialisis | Unit Hemodialisis | Lights, Surgical | LAMP OPERATING MINOR | Therapeutic | Basic | 12-282 | 1 | KKM/JKN/HSA/10-05-01/H/15/4030 | 30000 | 30000 |  | 2026-01-01
113 | BEMS | P0 | Hospital Shah Alam, Selangor | Jabatan Pembedahan Am | Klinik Pembedahan Am | Lights, Surgical | LAMP OPERATING MINOR | Therapeutic | Basic | 12-282 | 1 | KKM/JKN/HSA/10-05-01/H/15/4164 | 30000 | 30000 |  | 2026-01-01
114 | BEMS | P0 | Hospital Shah Alam, Selangor | Jabatan Ortopedik | Klinik Ortopedik | Tables, Operating | TABLE APPLICATION PLASTER OF PARIS | Therapeutic | Basic | 13-961 | 1 | KKM/JKN/HSA/10-05-01/H/15/1272 | 61557 | 61557 |  | 2026-01-01
115 | BEMS | P0 | Hospital Shah Alam, Selangor | Jabatan Ortopedik | Klinik Ortopedik | Tables, Operating | TABLE APPLICATION PLASTER OF PARIS | Therapeutic | Basic | 13-961 | 1 | KKM/JKN/HSA/10-05-01/H/15/1273 | 61557 | 61557 |  | 2026-01-01
116 | BEMS | P0 | Hospital Shah Alam, Selangor | Jabatan Ortopedik | Klinik Ortopedik | Tables, Operating | TABLE APPLICATION PLASTER OF PARIS | Therapeutic | Basic | 13-961 | 1 | KKM/JKN/HSA/10-05-01/H/15/1274 | 61557 | 61557 |  | 2026-01-01
117 | BEMS | P0 | Hospital Shah Alam, Selangor | Jabatan Pembedahan Am | Unit Rawatan Pembedahan Harian | Tables, Operating | TABLE OPERATING MINOR PL MATTRESS | Therapeutic | Basic | 13-961 | 1 | KKM/JKN/HSA/10-05-01/H/15/1276 | 33294 | 33294 |  | 2026-01-01
118 | BEMS | P0 | Hospital Shah Alam, Selangor | Jabatan Anestesiologi & Rawatan Kritikal | Dewan Bedah Utama (GOT) | Tables, Operating | TABLE OPERATING , W/ ACC. , ORTHOPAEDIC, ELECTRIC | Therapeutic | Basic | 13-961 | 1 | KKM/JKN/HSA/10-05-01/H/15/1277 | 141381 | 141381 |  | 2026-01-01
119 | BEMS | P0 | Hospital Shah Alam, Selangor | Jabatan Anestesiologi & Rawatan Kritikal | Dewan Bedah Utama (GOT) | Tables, Operating | TABLE OPERATING , W/ ACC. , ORTHOPAEDIC, ELECTRIC | Therapeutic | Basic | 13-961 | 1 | KKM/JKN/HSA/10-05-01/H/15/1278 | 141381 | 141381 |  | 2026-01-01
120 | BEMS | P0 | Hospital Shah Alam, Selangor | Jabatan Anestesiologi & Rawatan Kritikal | Dewan Bedah Utama (GOT) | Tables, Operating | TABLE OPERATING, W/ ACC. , MAJOR GENERAL, ELECTRIC | Therapeutic | Basic | 13-961 | 1 | KKM/JKN/HSA/10-05-01/H/15/2414 | 124595 | 124595 |  | 2026-01-01
121 | BEMS | P0 | Hospital Shah Alam, Selangor | Jabatan Anestesiologi & Rawatan Kritikal | Dewan Bedah Utama (GOT) | Tables, Operating | TABLE OPERATING, W/ ACC. , MAJOR GENERAL, ELECTRIC | Therapeutic | Basic | 13-961 | 1 | KKM/JKN/HSA/10-05-01/H/15/2415 | 124595 | 124595 |  | 2026-01-01
122 | BEMS | P0 | Hospital Shah Alam, Selangor | Jabatan Anestesiologi & Rawatan Kritikal | Dewan Bedah Utama (GOT) | Tables, Operating | TABLE OPERATING, W/ ACC. , MAJOR GENERAL, ELECTRIC | Therapeutic | Basic | 13-961 | 1 | KKM/JKN/HSA/10-05-01/H/15/2416 | 124595 | 124595 |  | 2026-01-01
123 | BEMS | P0 | Hospital Shah Alam, Selangor | Jabatan Anestesiologi & Rawatan Kritikal | Dewan Bedah Utama (GOT) | Tables, Operating | TABLE OPERATING, W/ ACC. , MAJOR GENERAL, ELECTRIC | Therapeutic | Basic | 13-961 | 1 | KKM/JKN/HSA/10-05-01/H/15/2417 | 124595 | 124595 |  | 2026-01-01
124 | BEMS | P0 | Hospital Shah Alam, Selangor | Jabatan Anestesiologi & Rawatan Kritikal | Dewan Bedah Utama (GOT) | Tables, Operating | TABLE OPERATING, W/ ACC. , OPHTHALM., ELECTRIC | Therapeutic | Basic | 13-961 | 1 | KKM/JKN/HSA/10-05-01/H/15/2413 | 106531 | 106531 |  | 2026-01-01
125 | BEMS | P0 | Hospital Shah Alam, Selangor | Jabatan Anestesiologi & Rawatan Kritikal | Dewan Bedah Utama (GOT) | Tables, Operating | TABLE OPERATING, W/ ACC. , ENT., ELECTRIC | Therapeutic | Basic | 13-961 | 1 | KKM/JKN/HSA/10-05-01/H/15/2418 | 110545 | 110545 |  | 2026-01-01
126 | BEMS | P0 | Hospital Shah Alam, Selangor | Jabatan Obstetrik & Ginekologi | Dewan Bedah Bersalin (MOT) | Tables, Operating | TABLE, OPERATING, O & G, ELECTRIC | Therapeutic | Basic | 13-961 | 1 | KKM/JKN/HSA/10-05-01/H/15/2419 | 100664 | 100664 |  | 2026-01-01
127 | BEMS | P0 | Hospital Shah Alam, Selangor | Jabatan Obstetrik & Ginekologi | Dewan Bedah Bersalin (MOT) | Tables, Operating | TABLE, OPERATING, O & G, ELECTRIC | Therapeutic | Basic | 13-961 | 1 | KKM/JKN/HSA/10-05-01/H/15/2420 | 100664 | 100664 |  | 2026-01-01
128 | BEMS | P0 | Hospital Shah Alam, Selangor | Jabatan Obstetrik & Ginekologi | Dewan Bedah Bersalin (MOT) | Anesthesia Units | ANAESTHETIC MACHINE | Therapeutic | Intermediate | 10-134 | 1 | KKM/JKN/HSA/10-05-01/H/15/328 | 90000 | 90000 |  | 2026-01-01
129 | BEMS | P0 | Hospital Shah Alam, Selangor | Jabatan Obstetrik & Ginekologi | Dewan Bedah Bersalin (MOT) | Anesthesia Units | ANAESTHETIC MACHINE | Therapeutic | Intermediate | 10-134 | 1 | KKM/JKN/HSA/10-05-01/H/15/329 | 90000 | 90000 |  | 2026-01-01
130 | BEMS | P0 | Hospital Shah Alam, Selangor | Jabatan Anestesiologi & Rawatan Kritikal | Dewan Bedah Utama (GOT) | Anesthesia Units | ANAESTHETIC MACHINE | Therapeutic | Intermediate | 10-134 | 1 | KKM/JKN/HSA/10-05-01/H/15/330 | 90000 | 90000 |  | 2026-01-01
131 | BEMS | P0 | Hospital Shah Alam, Selangor | Jabatan Anestesiologi & Rawatan Kritikal | Dewan Bedah Utama (GOT) | Anesthesia Units | ANAESTHETIC MACHINE | Therapeutic | Intermediate | 10-134 | 1 | KKM/JKN/HSA/10-05-01/H/15/331 | 90000 | 90000 |  | 2026-01-01
132 | BEMS | P0 | Hospital Shah Alam, Selangor | Jabatan Anestesiologi & Rawatan Kritikal | Dewan Bedah Utama (GOT) | Anesthesia Units | ANAESTHETIC MACHINE | Therapeutic | Intermediate | 10-134 | 1 | KKM/JKN/HSA/10-05-01/H/15/332 | 90000 | 90000 |  | 2026-01-01
133 | BEMS | P0 | Hospital Shah Alam, Selangor | Jabatan Anestesiologi & Rawatan Kritikal | Dewan Bedah Utama (GOT) | Anesthesia Units | ANAESTHETIC MACHINE | Therapeutic | Intermediate | 10-134 | 1 | KKM/JKN/HSA/10-05-01/H/15/333 | 90000 | 90000 |  | 2026-01-01
134 | BEMS | P0 | Hospital Shah Alam, Selangor | Jabatan Anestesiologi & Rawatan Kritikal | Dewan Bedah Utama (GOT) | Anesthesia Units | ANAESTHETIC MACHINE | Therapeutic | Intermediate | 10-134 | 1 | KKM/JKN/HSA/10-05-01/H/15/334 | 90000 | 90000 |  | 2026-01-01
135 | BEMS | P0 | Hospital Shah Alam, Selangor | Jabatan Anestesiologi & Rawatan Kritikal | Dewan Bedah Utama (GOT) | Anesthesia Units | ANAESTHETIC MACHINE | Therapeutic | Intermediate | 10-134 | 1 | KKM/JKN/HSA/10-05-01/H/15/335 | 90000 | 90000 |  | 2026-01-01
136 | BEMS | P0 | Hospital Shah Alam, Selangor | Jabatan Anestesiologi & Rawatan Kritikal | Dewan Bedah Utama (GOT) | Anesthesia Units | ANAESTHETIC MACHINE | Therapeutic | Intermediate | 10-134 | 1 | KKM/JKN/HSA/10-05-01/H/15/336 | 90000 | 90000 |  | 2026-01-01
137 | BEMS | P0 | Hospital Shah Alam, Selangor | Jabatan Anestesiologi & Rawatan Kritikal | Dewan Bedah Utama (GOT) | Anesthesia Units | ANAESTHETIC MACHINE | Therapeutic | Intermediate | 10-134 | 1 | KKM/JKN/HSA/10-05-01/H/15/337 | 90000 | 90000 |  | 2026-01-01
138 | BEMS | P0 | Hospital Shah Alam, Selangor | Jabatan Obstetrik & Ginekologi | Dewan Bersalin (LDU) | Cardiotocographs | MONITOR ANTE/INTRAPARTUM W/INTEGRAL PRINTER | Diagnostic | Intermediate | 12-610 | 1 | KKM/JKN/HSA/10-05-01/H/15/761 | 11565 | 11565 |  | 2026-01-01
139 | BEMS | P0 | Hospital Shah Alam, Selangor | Jabatan Obstetrik & Ginekologi | Dewan Bersalin (LDU) | Cardiotocographs | MONITOR ANTE/INTRAPARTUM W/INTEGRAL PRINTER | Diagnostic | Intermediate | 12-610 | 1 | KKM/JKN/HSA/10-05-01/H/15/764 | 11565 | 11565 |  | 2026-01-01
140 | BEMS | P0 | Hospital Shah Alam, Selangor | Jabatan Obstetrik & Ginekologi | Dewan Bersalin (LDU) | Cardiotocographs | MONITOR ANTE/INTRAPARTUM W/INTEGRAL PRINTER | Diagnostic | Intermediate | 12-610 | 1 | KKM/JKN/HSA/10-05-01/H/15/765 | 11565 | 11565 |  | 2026-01-01
141 | BEMS | P0 | Hospital Shah Alam, Selangor | Jabatan Obstetrik & Ginekologi | Dewan Bersalin (LDU) | Cardiotocographs | MONITOR ANTE/INTRAPARTUM W/INTEGRAL PRINTER | Diagnostic | Intermediate | 12-610 | 1 | KKM/JKN/HSA/10-05-01/H/15/769 | 11565 | 11565 |  | 2026-01-01
142 | BEMS | P0 | Hospital Shah Alam, Selangor | Jabatan Obstetrik & Ginekologi | Dewan Bersalin (LDU) | Cardiotocographs | MONITOR ANTEPARTUM W/INTEGRAL PRINTER | Diagnostic | Intermediate | 12-610 | 1 | KKM/JKN/HSA/10-05-01/H/15/4296 | 10200 | 10200 |  | 2026-01-01
143 | BEMS | P0 | Hospital Shah Alam, Selangor | Jabatan Obstetrik & Ginekologi | Dewan Bersalin (LDU) | Cardiotocographs | MONITOR ANTEPARTUM W/INTEGRAL PRINTER | Diagnostic | Intermediate | 12-610 | 1 | KKM/JKN/HSA/10-05-01/H/15/4298 | 10200 | 10200 |  | 2026-01-01
144 | BEMS | P0 | Hospital Shah Alam, Selangor | Jabatan Obstetrik & Ginekologi | Pusat Kemasukan Ibu Bersalin (PAC) | Cardiotocographs | MONITOR ANTEPARTUM W/INTEGRAL PRINTER | Diagnostic | Intermediate | 12-610 | 1 | KKM/JKN/HSA/10-05-01/H/15/4299 | 10200 | 10200 |  | 2026-01-01
145 | BEMS | P0 | Hospital Shah Alam, Selangor | Jabatan Obstetrik & Ginekologi | Klinik Obstetrik & Ginekologi | Cardiotocographs | MONITOR ANTEPARTUM W/INTEGRAL PRINTER | Diagnostic | Intermediate | 12-610 | 1 | KKM/JKN/HSA/10-05-01/H/15/4300 | 10200 | 10200 |  | 2026-01-01
146 | BEMS | P0 | Hospital Shah Alam, Selangor | Jabatan Obstetrik & Ginekologi | Klinik Obstetrik & Ginekologi | Cardiotocographs | MONITOR ANTEPARTUM W/INTEGRAL PRINTER | Diagnostic | Intermediate | 12-610 | 1 | KKM/JKN/HSA/10-05-01/H/15/4301 | 10200 | 10200 |  | 2026-01-01
147 | BEMS | P0 | Hospital Shah Alam, Selangor | Jabatan Obstetrik & Ginekologi | Wad Obstetrik & Ginekologi 8B | Cardiotocographs | MONITOR ANTEPARTUM W/INTEGRAL PRINTER | Diagnostic | Intermediate | 12-610 | 1 | KKM/JKN/HSA/10-05-01/H/15/4305 | 10200 | 10200 |  | 2026-01-01
148 | BEMS | P0 | Hospital Shah Alam, Selangor | Jabatan Obstetrik & Ginekologi | Dewan Bersalin (LDU) | Cardiotocographs | MONITOR ANTEPARTUM/TWIN W/INTEGRAL PRINTER | Diagnostic | Intermediate | 12-610 | 1 | KKM/JKN/HSA/10-05-01/H/15/594 | 10200 | 10200 |  | 2026-01-01
149 | BEMS | P0 | Hospital Shah Alam, Selangor | Jabatan Bedah Mulut & Pergigian Pediatrik | Klinik Bedah Mulut & Klinik Pergigian Pediatrik | Electrosurgical Units, Monopolar/Bipolar | ELECTROSURGERY UNIT DENTAL | Therapeutic | Intermediate | 18-231 | 1 | KKM/JKN/HSA/10-05-01/H/15/1660 | 5875 | 5875 |  | 2026-01-01
150 | BEMS | P0 | Hospital Shah Alam, Selangor | Jabatan Bedah Mulut & Pergigian Pediatrik | Klinik Bedah Mulut & Klinik Pergigian Pediatrik | Electrosurgical Units, Monopolar/Bipolar | ELECTROSURGERY | Therapeutic | Intermediate | 18-231 | 1 | KKM/JKN/HSA/10-05-01/H/16/47 | 45800 | 45800 |  | 2026-01-01
151 | BEMS | P0 | Hospital Shah Alam, Selangor | Jabatan Pembedahan Am | Unit Rawatan Perubatan Harian | Electrosurgical Units, Monopolar/Bipolar | DIATHERMY UNIT | Therapeutic | Intermediate | 18-231 | 1 | KKM/JKN/HSA/10-05-01/H/15/560 | 11160 | 11160 |  | 2026-01-01
152 | BEMS | P0 | Hospital Shah Alam, Selangor | Jabatan Otorinolaringologi (ORL) | Klinik Otorinolaringologi (ORL) | Electrosurgical Units, Monopolar/Bipolar | DIATHERMY UNIT | Therapeutic | Intermediate | 18-231 | 1 | KKM/JKN/HSA/10-05-01/H/15/563 | 11160 | 11160 |  | 2026-01-01
153 | BEMS | P0 | Hospital Shah Alam, Selangor | Jabatan Pembedahan Am | Unit Rawatan Perubatan Harian | Electrosurgical Units, Monopolar, Argon-Enhanced Coagulation | DIATHERMY UNIT | Therapeutic | Intermediate | 17-739 | 1 | KKM/JKN/HSA/10-05-01/H/15/4918 | 11160 | 11160 |  | 2026-01-01
154 | BEMS | P0 | Hospital Shah Alam, Selangor | Jabatan Pembedahan Am | Unit Rawatan Perubatan Harian | Electrosurgical Units, Monopolar, Argon-Enhanced Coagulation | ELECTROSURGICAL UNIT | Therapeutic | Intermediate | 17-739 | 1 | KKM/JKN/HSA/10-05-01/R/15/15382 | 1110 | 1110 |  | 2026-01-01
155 | BEMS | P0 | Hospital Shah Alam, Selangor | Jabatan Oftalmologi | Dewan Bedah Utama (GOT) | Electrosurgical Units, Monopolar/Bipolar | DIATHERMY UNIT MONO & BIPOLAR ,MEDIUM POWER RANGE | Therapeutic | Intermediate | 18-231 | 1 | KKM/JKN/HSA/10-05-01/H/15/4121 | 31700 | 31700 |  | 2026-01-01
156 | BEMS | P0 | Hospital Shah Alam, Selangor | Jabatan Anestesiologi & Rawatan Kritikal | Dewan Bedah Utama (GOT) | Electrosurgical Units, Monopolar, Argon-Enhanced Coagulation | DIATHERMY UNIT MONO & BIPOLAR, HIGH POWER RANGE | Therapeutic | Intermediate | 17-739 | 1 | KKM/JKN/HSA/10-05-01/H/15/4931 | 33286.5 | 33286.5 |  | 2026-01-01
157 | BEMS | P0 | Hospital Shah Alam, Selangor | Jabatan Anestesiologi & Rawatan Kritikal | Dewan Bedah Utama (GOT) | Electrosurgical Units, Monopolar, Argon-Enhanced Coagulation | DIATHERMY UNIT MONO & BIPOLAR, HIGH POWER RANGE | Therapeutic | Intermediate | 17-739 | 1 | KKM/JKN/HSA/10-05-01/H/15/4932 | 33286.5 | 33286.5 |  | 2026-01-01
158 | BEMS | P0 | Hospital Shah Alam, Selangor | Jabatan Anestesiologi & Rawatan Kritikal | Dewan Bedah Utama (GOT) | Electrosurgical Units, Monopolar, Argon-Enhanced Coagulation | DIATHERMY UNIT MONO & BIPOLAR, HIGH POWER RANGE | Therapeutic | Intermediate | 17-739 | 1 | KKM/JKN/HSA/10-05-01/H/15/4933 | 33286.5 | 33286.5 |  | 2026-01-01
159 | BEMS | P0 | Hospital Shah Alam, Selangor | Jabatan Anestesiologi & Rawatan Kritikal | Dewan Bedah Utama (GOT) | Electrosurgical Units, Monopolar, Argon-Enhanced Coagulation | DIATHERMY UNIT MONO & BIPOLAR, HIGH POWER RANGE | Therapeutic | Intermediate | 17-739 | 1 | KKM/JKN/HSA/10-05-01/H/15/4934 | 33286.5 | 33286.5 |  | 2026-01-01
160 | BEMS | P0 | Hospital Shah Alam, Selangor | Jabatan Anestesiologi & Rawatan Kritikal | Dewan Bedah Utama (GOT) | Electrosurgical Units, Monopolar, Argon-Enhanced Coagulation | DIATHERMY UNIT MONO & BIPOLAR, HIGH POWER RANGE | Therapeutic | Intermediate | 17-739 | 1 | KKM/JKN/HSA/10-05-01/H/15/4935 | 33286.5 | 33286.5 |  | 2026-01-01
161 | BEMS | P0 | Hospital Shah Alam, Selangor | Jabatan Anestesiologi & Rawatan Kritikal | Dewan Bedah Utama (GOT) | Electrosurgical Units, Monopolar, Argon-Enhanced Coagulation | DIATHERMY UNIT MONO & BIPOLAR, HIGH POWER RANGE | Therapeutic | Intermediate | 17-739 | 1 | KKM/JKN/HSA/10-05-01/H/15/4936 | 33286.5 | 33286.5 |  | 2026-01-01
162 | BEMS | P0 | Hospital Shah Alam, Selangor | Jabatan Anestesiologi & Rawatan Kritikal | Dewan Bedah Utama (GOT) | Electrosurgical Units, Monopolar, Argon-Enhanced Coagulation | DIATHERMY UNIT MONO & BIPOLAR, HIGH POWER RANGE | Therapeutic | Intermediate | 17-739 | 1 | KKM/JKN/HSA/10-05-01/H/15/4937 | 33286.5 | 33286.5 |  | 2026-01-01
163 | BEMS | P0 | Hospital Shah Alam, Selangor | Jabatan Anestesiologi & Rawatan Kritikal | Dewan Bedah Utama (GOT) | Electrosurgical Units, Monopolar, Argon-Enhanced Coagulation | DIATHERMY UNIT MONO & BIPOLAR, HIGH POWER RANGE | Therapeutic | Intermediate | 17-739 | 1 | KKM/JKN/HSA/10-05-01/H/15/4938 | 33286.5 | 33286.5 |  | 2026-01-01
164 | BEMS | P0 | Hospital Shah Alam, Selangor | Jabatan Obstetrik & Ginekologi | Dewan Bedah Bersalin (MOT) | Electrosurgical Units, Monopolar, Argon-Enhanced Coagulation | DIATHERMY UNIT MONO & BIPOLAR, HIGH POWER RANGE | Therapeutic | Intermediate | 17-739 | 1 | KKM/JKN/HSA/10-05-01/H/15/5040 | 33286.5 | 33286.5 |  | 2026-01-01
165 | BEMS | P0 | Hospital Shah Alam, Selangor | Jabatan Obstetrik & Ginekologi | Dewan Bedah Bersalin (MOT) | Electrosurgical Units, Monopolar, Argon-Enhanced Coagulation | DIATHERMY UNIT MONO & BIPOLAR, HIGH POWER RANGE | Therapeutic | Intermediate | 17-739 | 1 | KKM/JKN/HSA/10-05-01/H/15/5041 | 33286.5 | 33286.5 |  | 2026-01-01
166 | BEMS | P0 | Hospital Shah Alam, Selangor | Jabatan Pembedahan Am | Unit Rawatan Perubatan Harian | Washers, Flexible Endoscope | WASHER/DISINFECTOR ENDOSCOPE | Therapeutic | Intermediate | 15-999 | 1 | KKM/JKN/HSA/10-05-01/H/15/4337 | 92000 | 92000 |  | 2026-01-01
167 | BEMS | P0 | Hospital Shah Alam, Selangor | Jabatan Bedah Mulut & Pergigian Pediatrik | Klinik Bedah Mulut & Klinik Pergigian Pediatrik | X-ray Film Processors, Automatic, Dental | PROCESSOR FILM DENTAL | Radiology | Basic | 15-939 | 1 | KKM/JKN/HSA/10-05-01/H/15/2549 | 48300 | 48300 |  | 2026-01-01
168 | BEMS | P0 | Hospital Shah Alam, Selangor | Jabatan Radiologi | Jabatan Radiologi | Image Digitization Systems, Computed Radiography | COMPUTER RADIOGRAPHY (MULTI LOADER & WORKSTATION) | Radiology | Intermediate | 17-904 | 1 | KKM/JKN/HSA/10-05-01/H/15/2542 | 125000 | 125000 |  | 2026-01-01
169 | BEMS | P0 | Hospital Shah Alam, Selangor | Jabatan Radiologi | Jabatan Radiologi | Image Digitization Systems, Computed Radiography | COMPUTER RADIOGRAPHY (MULTI LOADER & WORKSTATION) | Radiology | Intermediate | 17-904 | 1 | KKM/JKN/HSA/10-05-01/H/15/2543 | 125000 | 125000 |  | 2026-01-01
170 | BEMS | P0 | Hospital Shah Alam, Selangor | Jabatan Kecemasan & Trauma | Jabatan Kecemasan & Trauma | Scanning Systems, Ultrasonic, Obstetric/Gynecologic | ULTRASOUND DOPPLER COLOUR W/VARIABLE FREQ PROBES (ED) | Radiology | Intermediate | 15-657 | 1 | KKM/JKN/HSA/10-05-01/H/15/2467 | 76500 | 76500 |  | 2026-01-01
171 | BEMS | P0 | Hospital Shah Alam, Selangor | Jabatan Radiologi | Jabatan Radiologi | Scanning Systems, Ultrasonic, General-Purpose | ULTRASOUND UNIT COLOR DOPPLER | Radiology | Intermediate | 15-976 | 1 | KKM/JKN/HSA/10-05-01/H/15/2466 | 48300 | 48300 |  | 2026-01-01
172 | BEMS | P0 | Hospital Shah Alam, Selangor | Jabatan Perubatan Am | Klinik Perubatan | Scanning Systems, Ultrasonic, Obstetric/Gynecologic | ULTRASOUND UNIT COLOR CARDIAC | Radiology | Intermediate | 15-657 | 1 | KKM/JKN/HSA/10-05-01/H/15/2453 | 182500 | 182500 |  | 2026-01-01
173 | BEMS | P0 | Hospital Shah Alam, Selangor | Jabatan Pediatrik | Unit Rawatan Rapi Neonatal (NICU) | Scanning Systems, Ultrasonic, Obstetric/Gynecologic | ULTRASOUND DOPPLER FOR NEONATES | Radiology | Intermediate | 15-657 | 1 | KKM/JKN/HSA/10-05-01/H/15/2464 | 92700 | 92700 |  | 2026-01-01
174 | BEMS | P0 | Hospital Shah Alam, Selangor | Jabatan Obstetrik & Ginekologi | Klinik Obstetrik & Ginekologi | Scanning Systems, Ultrasonic, Obstetric/Gynecologic | ULTRASOUND UNIT B/W MEDIUM RANGE, OB | Radiology | Intermediate | 15-657 | 1 | KKM/JKN/HSA/10-05-01/H/15/2473 | 42000 | 42000 |  | 2026-01-01
175 | BEMS | P0 | Hospital Shah Alam, Selangor | Jabatan Obstetrik & Ginekologi | Klinik Obstetrik & Ginekologi | Scanning Systems, Ultrasonic, Obstetric/Gynecologic | ULTRASOUND UNIT B/W MEDIUM RANGE, OB | Radiology | Intermediate | 15-657 | 1 | KKM/JKN/HSA/10-05-01/H/15/2474 | 42000 | 42000 |  | 2026-01-01
176 | BEMS | P0 | Hospital Shah Alam, Selangor | Jabatan Obstetrik & Ginekologi | Pusat Kemasukan Ibu Bersalin (PAC) | Scanning Systems, Ultrasonic, Obstetric/Gynecologic | ULTRASOUND UNIT B/W MEDIUM RANGE, OB | Radiology | Intermediate | 15-657 | 1 | KKM/JKN/HSA/10-05-01/H/15/3690 | 42000 | 42000 |  | 2026-01-01
177 | BEMS | P0 | Hospital Shah Alam, Selangor | Jabatan Obstetrik & Ginekologi | Wad Obstetrik & Ginekologi 8A | Scanning Systems, Ultrasonic, Obstetric/Gynecologic | ULTRASOUND UNIT B/W MEDIUM RANGE, OB | Radiology | Intermediate | 15-657 | 1 | KKM/JKN/HSA/10-05-01/H/15/4073 | 42000 | 42000 |  | 2026-01-01
178 | BEMS | P0 | Hospital Shah Alam, Selangor | Jabatan Radiologi | Jabatan Radiologi | Scanning Systems, Ultrasonic, General-Purpose | ULTRASOUND UNIT COLOR DOPPLER, ABDOMINAL EXAM | Radiology | Intermediate | 15-976 | 1 | KKM/JKN/HSA/10-05-01/H/15/2469 | 150000 | 150000 |  | 2026-01-01
179 | BEMS | P0 | Hospital Shah Alam, Selangor | Jabatan Radiologi | Jabatan Radiologi | Scanning Systems, Ultrasonic, General-Purpose | ULTRASOUND UNIT COLOR DOPPLER, ABDOMINAL EXAM | Radiology | Intermediate | 15-976 | 1 | KKM/JKN/HSA/10-05-01/H/15/2470 | 150000 | 150000 |  | 2026-01-01
180 | BEMS | P0 | Hospital Shah Alam, Selangor | Jabatan Radiologi | Jabatan Radiologi | Scanning Systems, Ultrasonic, Obstetric/Gynecologic | ULTRASOUND COLOR DOPPLER, HI RES. ,GYNEC. | Radiology | Intermediate | 15-657 | 1 | KKM/JKN/HSA/10-05-01/H/15/2465 | 122500 | 122500 |  | 2026-01-01
181 | BEMS | P0 | Hospital Shah Alam, Selangor | Jabatan Radiologi | Jabatan Radiologi | Image Digitization Systems, Computed Radiography | DICOM NETWORK PRINTER | Radiology | Intermediate | 17-904 | 1 | KKM/JKN/HSA/10-05-01/H/15/2540 | 35000 | 35000 |  | 2026-01-01
182 | BEMS | P0 | Hospital Shah Alam, Selangor | Jabatan Radiologi | Jabatan Radiologi | Image Digitization Systems, Computed Radiography | DICOM NETWORK PRINTER | Radiology | Intermediate | 17-904 | 1 | KKM/JKN/HSA/10-05-01/H/15/2541 | 35000 | 35000 |  | 2026-01-01
183 | BEMS | P0 | Hospital Shah Alam, Selangor | Jabatan Anestesiologi & Rawatan Kritikal | Unit Rawatan Rapi (ICU) | Scanning Systems, Ultrasonic, General-Purpose | ULTRASOUND SCANNER MY LAB TOUCH | Radiology | Intermediate | 15-976 | 1 | KKM/JKN/HSA/10-05-01/H/14/1 | 40000 | 40000 |  | 2026-01-01
184 | BEMS | P0 | Hospital Shah Alam, Selangor | Jabatan Anestesiologi & Rawatan Kritikal | Unit Rawatan Rapi (ICU) | Scanning Systems, Ultrasonic, General-Purpose | ULTRASOUND SCANNER MY LAB ALPHA | Radiology | Intermediate | 15-976 | 1 | KKM/JKN/HSA/10-05-01/H/14/2 | 160000 | 160000 |  | 2026-01-01
185 | BEMS | P0 | Hospital Shah Alam, Selangor | Jabatan Perubatan Am | Klinik Perubatan | Scanning Systems, Ultrasonic, General-Purpose | ULTRASOUND SCANNER | Radiology | Intermediate | 15-976 | 1 | KKM/JKN/HSA/10-05-01/H/16/142 | 289990 | 289990 |  | 2026-01-01
186 | BEMS | P0 | Hospital Shah Alam, Selangor | Jabatan Anestesiologi & Rawatan Kritikal | Unit Rawatan Rapi (ICU) | Scanning Systems, Ultrasonic, General-Purpose | ULTRASOUND SCANNER | Radiology | Intermediate | 15-976 | 1 | KKM/JKN/HSA/10-05-01/H/16/71 | 200000 | 200000 |  | 2026-01-01
187 | BEMS | P0 | Hospital Shah Alam, Selangor | Jabatan Kecemasan & Trauma | Jabatan Kecemasan & Trauma | Scanning Systems, Ultrasonic, General-Purpose | ULTRASOUND SCANNER/MINDRAY M9 | Radiology | Intermediate | 15-976 | 1 | KKM/JKN/HSA/10-05-01/H/17/4 | 198800 | 198800 |  | 2026-01-01
188 | BEMS | P0 | Hospital Shah Alam, Selangor | Jabatan Radiologi | Jabatan Radiologi | Image Digitization Systems, Computed Radiography | CARESTREAM DIRECTVIEW CLASSIC SYSTEM | Radiology | Intermediate | 17-904 | 1 | KKM/JKN/HSA/10-05-01/H/16/192 | 49000 | 49000 |  | 2026-01-01
189 | BEMS | P0 | Hospital Shah Alam, Selangor | Jabatan Perubatan Am | Klinik Perubatan | Recorders, Tape, Data, Electrocardiography | ECG 24 HOUR RECORDER | Diagnostic | Basic | 12-388 | 1 | KKM/JKN/HSA/10-05-01/H/15/686 | 6000 | 6000 |  | 2026-01-01
190 | BEMS | P0 | Hospital Shah Alam, Selangor | Jabatan Perubatan Am | Klinik Perubatan | Recorders, Tape, Data, Electrocardiography | ECG 24 HOUR RECORDER | Diagnostic | Basic | 12-388 | 1 | KKM/JKN/HSA/10-05-01/H/15/687 | 6000 | 6000 |  | 2026-01-01
191 | BEMS | P0 | Hospital Shah Alam, Selangor | Jabatan Perubatan Am | Klinik Perubatan | Recorders, Tape, Data, Electrocardiography | ECG 24 HOUR RECORDER | Diagnostic | Basic | 12-388 | 1 | KKM/JKN/HSA/10-05-01/H/15/688 | 6000 | 6000 |  | 2026-01-01
192 | BEMS | P0 | Hospital Shah Alam, Selangor | Jabatan Perubatan Am | Klinik Perubatan | Recorders, Tape, Data, Electrocardiography | ECG 24 HOUR RECORDER | Diagnostic | Basic | 12-388 | 1 | KKM/JKN/HSA/10-05-01/H/15/689 | 6000 | 6000 |  | 2026-01-01
193 | BEMS | P0 | Hospital Shah Alam, Selangor | Jabatan Perubatan Am | Klinik Perubatan | Recorders, Tape, Data, Electrocardiography | ECG 24 HOUR RECORDER | Diagnostic | Basic | 12-388 | 1 | KKM/JKN/HSA/10-05-01/H/15/690 | 6000 | 6000 |  | 2026-01-01
194 | BEMS | P0 | Hospital Shah Alam, Selangor | Jabatan Perubatan Am | Klinik Perubatan | Recorders, Tape, Data, Electrocardiography | ECG 24 HOUR RECORDER | Diagnostic | Basic | 12-388 | 1 | KKM/JKN/HSA/10-05-01/H/15/691 | 6000 | 6000 |  | 2026-01-01
195 | BEMS | P0 | Hospital Shah Alam, Selangor | Jabatan Perubatan Am | Klinik Perubatan | Recorders, Tape, Data, Electrocardiography | ECG 24 HOUR RECORDER | Diagnostic | Basic | 12-388 | 1 | KKM/JKN/HSA/10-05-01/H/15/692 | 6000 | 6000 |  | 2026-01-01
196 | BEMS | P0 | Hospital Shah Alam, Selangor | Jabatan Perubatan Am | Klinik Perubatan | Recorders, Tape, Data, Electrocardiography | ECG 24 HOUR RECORDER | Diagnostic | Basic | 12-388 | 1 | KKM/JKN/HSA/10-05-01/H/15/693 | 6000 | 6000 |  | 2026-01-01
197 | BEMS | P0 | Hospital Shah Alam, Selangor | Jabatan Pediatrik | Unit Rawatan Rapi Neonatal (NICU) | EEG Monitors | ELECTROENCEPHALOGRAM (EEG MONITOR) | Diagnostic | Intermediate | 12-602 | 1 | KKM/JKN/HSA/10-05-01/H/16/30 | 115000 | 115000 |  | 2026-01-01
198 | BEMS | P0 | Hospital Shah Alam, Selangor | Jabatan Bedah Mulut & Pergigian Pediatrik | Klinik Bedah Mulut & Klinik Pergigian Pediatrik | Cameras, Video, Dental, Intraoral/Extraoral | KAMERA DIGITAL | Radiology | Intermediate | 88-026 | 1 | KKM/JKN/HSA/10-05-01/H/16/34 | 9000 | 9000 |  | 2026-01-01
199 | BEMS | P0 | Hospital Shah Alam, Selangor | Jabatan Pembedahan Am | Unit Rawatan Perubatan Harian | Sigmoidoscopes, Flexible, Video | VIDEO SIGMOIDOSCOPE, ADULT | Diagnostic | Intermediate | 17-664 | 1 | KKM/JKN/HSA/10-05-01/H/15/1355 | 37130 | 37130 |  | 2026-01-01
200 | BEMS | P0 | Hospital Shah Alam, Selangor | Jabatan Pembedahan Am | Unit Rawatan Perubatan Harian | Recorders, Tape, Video | VIDEO RECORDER | Diagnostic | Basic | 13-274 | 1 | KKM/JKN/HSA/10-05-01/R/15/15383 | 1380 | 1380 |  | 2026-01-01
201 | BEMS | P0 | Hospital Shah Alam, Selangor | Jabatan Pembedahan Am | Unit Rawatan Perubatan Harian | Recorders, Tape, Video | VIDEO RECORDER | Diagnostic | Basic | 13-274 | 1 | KKM/JKN/HSA/10-05-01/R/15/15384 | 1380 | 1380 |  | 2026-01-01
202 | BEMS | P0 | Hospital Shah Alam, Selangor | Jabatan Pembedahan Am | Unit Rawatan Perubatan Harian | Recorders, Tape, Video | VIDEO RECORDER | Diagnostic | Basic | 13-274 | 1 | KKM/JKN/HSA/10-05-01/R/15/15385 | 1380 | 1380 |  | 2026-01-01
203 | BEMS | P0 | Hospital Shah Alam, Selangor | Jabatan Otorinolaringologi (ORL) | Klinik Otorinolaringologi (ORL) | Recorders, Tape, Video | VIDEO RECORDER | Diagnostic | Basic | 13-274 | 1 | KKM/JKN/HSA/10-05-01/R/15/17358 | 1380 | 1380 |  | 2026-01-01
204 | BEMS | P0 | Hospital Shah Alam, Selangor | Jabatan Pembedahan Am | Unit Rawatan Perubatan Harian | Video Image Processors | VIDEO PROCESSOR | Diagnostic | Intermediate | 18-037 | 1 | KKM/JKN/HSA/10-05-01/H/15/4089 | 51470 | 51470 |  | 2026-01-01
205 | BEMS | P0 | Hospital Shah Alam, Selangor | Jabatan Pembedahan Am | Unit Rawatan Perubatan Harian | Video Image Processors | VIDEO PROCESSOR | Diagnostic | Intermediate | 18-037 | 1 | KKM/JKN/HSA/10-05-01/H/15/4090 | 51470 | 51470 |  | 2026-01-01
206 | BEMS | P0 | Hospital Shah Alam, Selangor | Jabatan Pembedahan Am | Unit Rawatan Perubatan Harian | Video Image Processors | VIDEO PROCESSOR | Diagnostic | Intermediate | 18-037 | 1 | KKM/JKN/HSA/10-05-01/H/15/4091 | 51470 | 51470 |  | 2026-01-01
207 | BEMS | P0 | Hospital Shah Alam, Selangor | Jabatan Otorinolaringologi (ORL) | Klinik Otorinolaringologi (ORL) | Audiometers | AUDIOMETER DIAGNOSTIC | Diagnostic | Intermediate | 10-228 | 1 | KKM/JKN/HSA/10-05-01/H/15/2457 | 43690 | 43690 |  | 2026-01-01
208 | BEMS | P0 | Hospital Shah Alam, Selangor | Jabatan Otorinolaringologi (ORL) | Klinik Otorinolaringologi (ORL) | Audiometers | AUDIOMETER DIAGNOSTIC | Diagnostic | Intermediate | 10-228 | 1 | KKM/JKN/HSA/10-05-01/H/15/2458 | 43690 | 43690 |  | 2026-01-01
209 | BEMS | P0 | Hospital Shah Alam, Selangor | Jabatan Otorinolaringologi (ORL) | Klinik Otorinolaringologi (ORL) | Recorders, Graphic, Evoked Potential, Auditory | EVOKED OTOACOUSTIC EMISSION SYSTEM | Diagnostic | Basic | 16-303 | 1 | KKM/JKN/HSA/10-05-01/H/15/2736 | 50830 | 50830 |  | 2026-01-01
210 | BEMS | P0 | Hospital Shah Alam, Selangor | Jabatan Otorinolaringologi (ORL) | Klinik Otorinolaringologi (ORL) | Auditory Function Screening Devices | AUTOMATED AUDIOTORY BRAINSTEAM RESPONSE C/W LAP TOP | Diagnostic | Intermediate | 17-601 | 1 | KKM/JKN/HSA/10-05-01/H/17/22 | 45000 | 45000 |  | 2026-01-01
211 | BEMS | P0 | Hospital Shah Alam, Selangor | Jabatan Pembedahan Am | Unit Rawatan Pembedahan Harian | Monitors, Physiologic, Vital Signs | BLOOD PRESSURE MONITOR NON INVASIVE | Diagnostic | Intermediate | 25-209 | 1 | KKM/JKN/HSA/10-05-01/R/15/7136 | 1855 | 1855 |  | 2026-01-01
212 | BEMS | P0 | Hospital Shah Alam, Selangor | Unit Hemodialisis | Unit Hemodialisis | Monitors, Physiologic, Vital Signs | BLOOD PRESSURE MONITOR NON INVASIVE | Diagnostic | Intermediate | 25-209 | 1 | KKM/JKN/HSA/10-05-01/R/15/7137 | 1855 | 1855 |  | 2026-01-01
213 | BEMS | P0 | Hospital Shah Alam, Selangor | Unit Hemodialisis | Unit Hemodialisis | Monitors, Physiologic, Vital Signs | BLOOD PRESSURE MONITOR NON INVASIVE | Diagnostic | Intermediate | 25-209 | 1 | KKM/JKN/HSA/10-05-01/R/15/7138 | 1855 | 1855 |  | 2026-01-01
214 | BEMS | P0 | Hospital Shah Alam, Selangor | Unit Hemodialisis | Unit Hemodialisis | Monitors, Physiologic, Vital Signs | BLOOD PRESSURE MONITOR NON INVASIVE | Diagnostic | Intermediate | 25-209 | 1 | KKM/JKN/HSA/10-05-01/R/15/7139 | 1855 | 1855 |  | 2026-01-01
215 | BEMS | P0 | Hospital Shah Alam, Selangor | Unit Hemodialisis | Unit Hemodialisis | Monitors, Physiologic, Vital Signs | BLOOD PRESSURE MONITOR NON INVASIVE | Diagnostic | Intermediate | 25-209 | 1 | KKM/JKN/HSA/10-05-01/R/15/7140 | 1855 | 1855 |  | 2026-01-01
216 | BEMS | P0 | Hospital Shah Alam, Selangor | Unit Hemodialisis | Unit Hemodialisis | Monitors, Physiologic, Vital Signs | BLOOD PRESSURE MONITOR NON INVASIVE | Diagnostic | Intermediate | 25-209 | 1 | KKM/JKN/HSA/10-05-01/R/15/7141 | 1855 | 1855 |  | 2026-01-01
217 | BEMS | P0 | Hospital Shah Alam, Selangor | Unit Hemodialisis | Unit Hemodialisis | Monitors, Physiologic, Vital Signs | BLOOD PRESSURE MONITOR NON INVASIVE | Diagnostic | Intermediate | 25-209 | 1 | KKM/JKN/HSA/10-05-01/R/15/7142 | 1855 | 1855 |  | 2026-01-01
218 | BEMS | P0 | Hospital Shah Alam, Selangor | Jabatan Otorinolaringologi (ORL) | Klinik Otorinolaringologi (ORL) | Monitors, Physiologic, Vital Signs | BLOOD PRESSURE MONITOR NON INVASIVE | Diagnostic | Intermediate | 25-209 | 1 | KKM/JKN/HSA/10-05-01/R/15/17365 | 1855 | 1855 |  | 2026-01-01
219 | BEMS | P0 | Hospital Shah Alam, Selangor | Jabatan Obstetrik & Ginekologi | Klinik Obstetrik & Ginekologi | Monitors, Physiologic, Vital Signs | BLOOD PRESSURE MONITOR NON INVASIVE | Diagnostic | Intermediate | 25-209 | 1 | KKM/JKN/HSA/10-05-01/R/15/7144 | 1855 | 1855 |  | 2026-01-01
220 | BEMS | P0 | Hospital Shah Alam, Selangor | Jabatan Oftalmologi | Klinik Oftalmologi | Monitors, Physiologic, Vital Signs | BLOOD PRESSURE MONITOR NON INVASIVE | Diagnostic | Intermediate | 25-209 | 1 | KKM/JKN/HSA/10-05-01/R/15/7145 | 1855 | 1855 |  | 2026-01-01
221 | BEMS | P0 | Hospital Shah Alam, Selangor | Jabatan Pediatrik | Klinik Pediatrik | Monitors, Physiologic, Vital Signs | BLOOD PRESSURE MONITOR NON INVASIVE | Diagnostic | Intermediate | 25-209 | 1 | KKM/JKN/HSA/10-05-01/R/15/7148 | 1855 | 1855 |  | 2026-01-01
222 | BEMS | P0 | Hospital Shah Alam, Selangor | Jabatan Perubatan Am | Wad Perubatan Perempuan 10B | Monitors, Physiologic, Vital Signs | BLOOD PRESSURE MONITOR NON INVASIVE | Diagnostic | Intermediate | 25-209 | 1 | KKM/JKN/HSA/10-05-01/R/15/7150 | 1855 | 1855 |  | 2026-01-01
223 | BEMS | P0 | Hospital Shah Alam, Selangor | Jabatan Ortopedik | Wad Ortopedik | Monitors, Physiologic, Vital Signs | BLOOD PRESSURE MONITOR NON INVASIVE | Diagnostic | Intermediate | 25-209 | 1 | KKM/JKN/HSA/10-05-01/R/15/7151 | 1855 | 1855 |  | 2026-01-01
224 | BEMS | P0 | Hospital Shah Alam, Selangor | Jabatan Pediatrik | Wad Pediatrik | Monitors, Physiologic, Vital Signs | BLOOD PRESSURE MONITOR NON INVASIVE | Diagnostic | Intermediate | 25-209 | 1 | KKM/JKN/HSA/10-05-01/R/15/7152 | 1855 | 1855 |  | 2026-01-01
225 | BEMS | P0 | Hospital Shah Alam, Selangor | Jabatan Pembedahan Am | Wad Pembedahan Perempuan 9B | Monitors, Physiologic, Vital Signs | BLOOD PRESSURE MONITOR NON INVASIVE | Diagnostic | Intermediate | 25-209 | 1 | KKM/JKN/HSA/10-05-01/R/15/7153 | 1855 | 1855 |  | 2026-01-01
226 | BEMS | P0 | Hospital Shah Alam, Selangor | Jabatan Pembedahan Am | Wad Pembedahan Lelaki 9A | Monitors, Physiologic, Vital Signs | BLOOD PRESSURE MONITOR NON INVASIVE | Diagnostic | Intermediate | 25-209 | 1 | KKM/JKN/HSA/10-05-01/R/15/7154 | 1855 | 1855 |  | 2026-01-01
227 | BEMS | P0 | Hospital Shah Alam, Selangor | Jabatan Perubatan Am |  | Monitors, Physiologic, Vital Signs | BLOOD PRESSURE MONITOR NON INVASIVE | Diagnostic | Intermediate | 25-209 | 1 | KKM/JKN/HSA/10-05-01/R/15/7155 | 1855 | 1855 |  | 2026-01-01
228 | BEMS | P0 | Hospital Shah Alam, Selangor | Jabatan Otorinolaringologi (ORL) | Klinik Otorinolaringologi (ORL) | Monitors, Physiologic, Vital Signs | SPHYGMOMANOMETER DIGITAL BATTERY OP | Diagnostic | Intermediate | 25-209 | 1 | KKM/JKN/HSA/10-05-01/R/15/7143 | 1855 | 1855 |  | 2026-01-01
229 | BEMS | P0 | Hospital Shah Alam, Selangor | Jabatan Pediatrik | Klinik Pediatrik | Monitors, Physiologic, Vital Signs | SPHYGMOMANOMETER DIGITAL BATTERY OP | Diagnostic | Intermediate | 25-209 | 1 | KKM/JKN/HSA/10-05-01/R/15/15296 | 1855 | 1855 |  | 2026-01-01
230 | BEMS | P0 | Hospital Shah Alam, Selangor | Jabatan Oftalmologi | Klinik Oftalmologi | Monitors, Physiologic, Vital Signs | SPHYGMOMANOMETER DIGITAL BATTERY OP | Diagnostic | Intermediate | 25-209 | 1 | KKM/JKN/HSA/10-05-01/R/15/15914 | 1855 | 1855 |  | 2026-01-01
231 | BEMS | P0 | Hospital Shah Alam, Selangor | Jabatan Oftalmologi | Klinik Oftalmologi | Monitors, Physiologic, Vital Signs | SPHYGMOMANOMETER DIGITAL BATTERY OP | Diagnostic | Intermediate | 25-209 | 1 | KKM/JKN/HSA/10-05-01/R/15/15915 | 1855 | 1855 |  | 2026-01-01
232 | BEMS | P0 | Hospital Shah Alam, Selangor | Jabatan Obstetrik & Ginekologi | Klinik Obstetrik & Ginekologi | Monitors, Physiologic, Vital Signs | SPHYGMOMANOMETER DIGITAL BATTERY OP | Diagnostic | Intermediate | 25-209 | 1 | KKM/JKN/HSA/10-05-01/R/15/16386 | 1855 | 1855 |  | 2026-01-01
233 | BEMS | P0 | Hospital Shah Alam, Selangor | Jabatan Obstetrik & Ginekologi | Klinik Obstetrik & Ginekologi | Monitors, Physiologic, Vital Signs | SPHYGMOMANOMETER DIGITAL BATTERY OP | Diagnostic | Intermediate | 25-209 | 1 | KKM/JKN/HSA/10-05-01/R/15/16387 | 1855 | 1855 |  | 2026-01-01
234 | BEMS | P0 | Hospital Shah Alam, Selangor | Jabatan Otorinolaringologi (ORL) | Klinik Otorinolaringologi (ORL) | Monitors, Physiologic, Vital Signs | SPHYGMOMANOMETER DIGITAL BATTERY OP | Diagnostic | Intermediate | 25-209 | 1 | KKM/JKN/HSA/10-05-01/R/15/16744 | 1855 | 1855 |  | 2026-01-01
235 | BEMS | P0 | Hospital Shah Alam, Selangor | Jabatan Perubatan Am | Klinik Perubatan | Monitors, Physiologic, Vital Signs | SPHYGMOMANOMETER DIGITAL BATTERY OP | Diagnostic | Intermediate | 25-209 | 1 | KKM/JKN/HSA/10-05-01/R/15/16745 | 1855 | 1855 |  | 2026-01-01
236 | BEMS | P0 | Hospital Shah Alam, Selangor | Jabatan Perubatan Am | Klinik Perubatan | Monitors, Physiologic, Vital Signs | SPHYGMOMANOMETER DIGITAL BATTERY OP | Diagnostic | Intermediate | 25-209 | 1 | KKM/JKN/HSA/10-05-01/R/15/16746 | 1855 | 1855 |  | 2026-01-01
237 | BEMS | P0 | Hospital Shah Alam, Selangor | Jabatan Pediatrik | Klinik Pediatrik | Monitors, Physiologic, Vital Signs | SPHYGMOMANOMETER DIGITAL BATTERY OP | Diagnostic | Intermediate | 25-209 | 1 | KKM/JKN/HSA/10-05-01/R/15/16747 | 1855 | 1855 |  | 2026-01-01
238 | BEMS | P0 | Hospital Shah Alam, Selangor | Jabatan Ortopedik | Klinik Ortopedik | Monitors, Physiologic, Vital Signs | SPHYGMOMANOMETER DIGITAL BATTERY OP | Diagnostic | Intermediate | 25-209 | 1 | KKM/JKN/HSA/10-05-01/R/15/16763 | 1855 | 1855 |  | 2026-01-01
239 | BEMS | P0 | Hospital Shah Alam, Selangor | Jabatan Ortopedik | Klinik Ortopedik | Monitors, Physiologic, Vital Signs | SPHYGMOMANOMETER DIGITAL BATTERY OP | Diagnostic | Intermediate | 25-209 | 1 | KKM/JKN/HSA/10-05-01/R/15/16764 | 1855 | 1855 |  | 2026-01-01
240 | BEMS | P0 | Hospital Shah Alam, Selangor | Jabatan Pembedahan Am | Unit Rawatan Perubatan Harian | Monitors, Physiologic, Vital Signs | MONITOR NIBP/TEMP | Diagnostic | Intermediate | 25-209 | 1 | KKM/JKN/HSA/10-05-01/H/15/1569 | 4355 | 4355 |  | 2026-01-01
241 | BEMS | P0 | Hospital Shah Alam, Selangor | Jabatan Obstetrik & Ginekologi | Dewan Bedah Bersalin (MOT) | Monitors, Physiologic, Vital Signs | MONITOR NIBP/TEMP | Diagnostic | Intermediate | 25-209 | 1 | KKM/JKN/HSA/10-05-01/H/15/1570 | 4355 | 4355 |  | 2026-01-01
242 | BEMS | P0 | Hospital Shah Alam, Selangor | Jabatan Obstetrik & Ginekologi | Dewan Bersalin (LDU) | Monitors, Physiologic, Vital Signs | MONITOR NIBP/TEMP | Diagnostic | Intermediate | 25-209 | 1 | KKM/JKN/HSA/10-05-01/H/15/1571 | 4355 | 4355 |  | 2026-01-01
243 | BEMS | P0 | Hospital Shah Alam, Selangor | Jabatan Obstetrik & Ginekologi | Dewan Bersalin (LDU) | Monitors, Physiologic, Vital Signs | MONITOR NIBP/TEMP | Diagnostic | Intermediate | 25-209 | 1 | KKM/JKN/HSA/10-05-01/H/15/1572 | 4355 | 4355 |  | 2026-01-01
244 | BEMS | P0 | Hospital Shah Alam, Selangor | Jabatan Obstetrik & Ginekologi | Dewan Bersalin (LDU) | Monitors, Physiologic, Vital Signs | MONITOR NIBP/TEMP | Diagnostic | Intermediate | 25-209 | 1 | KKM/JKN/HSA/10-05-01/H/15/1573 | 4355 | 4355 |  | 2026-01-01
245 | BEMS | P0 | Hospital Shah Alam, Selangor | Jabatan Obstetrik & Ginekologi | Dewan Bersalin (LDU) | Monitors, Physiologic, Vital Signs | MONITOR NIBP/TEMP | Diagnostic | Intermediate | 25-209 | 1 | KKM/JKN/HSA/10-05-01/H/15/1574 | 4355 | 4355 |  | 2026-01-01
246 | BEMS | P0 | Hospital Shah Alam, Selangor | Jabatan Obstetrik & Ginekologi | Dewan Bersalin (LDU) | Monitors, Physiologic, Vital Signs | MONITOR NIBP/TEMP | Diagnostic | Intermediate | 25-209 | 1 | KKM/JKN/HSA/10-05-01/H/15/1575 | 4355 | 4355 |  | 2026-01-01
247 | BEMS | P0 | Hospital Shah Alam, Selangor | Jabatan Obstetrik & Ginekologi | Dewan Bersalin (LDU) | Monitors, Physiologic, Vital Signs | MONITOR NIBP/TEMP | Diagnostic | Intermediate | 25-209 | 1 | KKM/JKN/HSA/10-05-01/H/15/1576 | 4355 | 4355 |  | 2026-01-01
248 | BEMS | P0 | Hospital Shah Alam, Selangor | Jabatan Obstetrik & Ginekologi | Dewan Bersalin (LDU) | Monitors, Physiologic, Vital Signs | MONITOR NIBP/TEMP | Diagnostic | Intermediate | 25-209 | 1 | KKM/JKN/HSA/10-05-01/H/15/1577 | 4355 | 4355 |  | 2026-01-01
249 | BEMS | P0 | Hospital Shah Alam, Selangor | Jabatan Obstetrik & Ginekologi | Dewan Bersalin (LDU) | Monitors, Physiologic, Vital Signs | MONITOR NIBP/TEMP | Diagnostic | Intermediate | 25-209 | 1 | KKM/JKN/HSA/10-05-01/H/15/1578 | 4355 | 4355 |  | 2026-01-01
250 | BEMS | P0 | Hospital Shah Alam, Selangor | Jabatan Obstetrik & Ginekologi | Dewan Bersalin (LDU) | Monitors, Physiologic, Vital Signs | MONITOR NIBP/TEMP | Diagnostic | Intermediate | 25-209 | 1 | KKM/JKN/HSA/10-05-01/H/15/1579 | 4355 | 4355 |  | 2026-01-01
251 | BEMS | P0 | Hospital Shah Alam, Selangor | Jabatan Obstetrik & Ginekologi | Pusat Kemasukan Ibu Bersalin (PAC) | Monitors, Physiologic, Vital Signs | MONITOR NIBP/TEMP | Diagnostic | Intermediate | 25-209 | 1 | KKM/JKN/HSA/10-05-01/H/15/1588 | 4355 | 4355 |  | 2026-01-01
252 | BEMS | P0 | Hospital Shah Alam, Selangor | Jabatan Obstetrik & Ginekologi | Pusat Kemasukan Ibu Bersalin (PAC) | Monitors, Physiologic, Vital Signs | MONITOR NIBP/TEMP | Diagnostic | Intermediate | 25-209 | 1 | KKM/JKN/HSA/10-05-01/H/15/1591 | 4355 | 4355 |  | 2026-01-01
253 | BEMS | P0 | Hospital Shah Alam, Selangor | Jabatan Anestesiologi & Rawatan Kritikal | Dewan Bedah Utama (GOT) | Monitors, Physiologic, Vital Signs | MONITOR NIBP/TEMP | Diagnostic | Intermediate | 25-209 | 1 | KKM/JKN/HSA/10-05-01/H/15/1595 | 4355 | 4355 |  | 2026-01-01
254 | BEMS | P0 | Hospital Shah Alam, Selangor | Jabatan Perubatan Am | Klinik Perubatan | Monitors, Physiologic, Vital Signs | MONITOR NIBP/TEMP | Diagnostic | Intermediate | 25-209 | 1 | KKM/JKN/HSA/10-05-01/H/15/1596 | 4355 | 4355 |  | 2026-01-01
255 | BEMS | P0 | Hospital Shah Alam, Selangor | Jabatan Obstetrik & Ginekologi | Klinik Obstetrik & Ginekologi | Monitors, Physiologic, Vital Signs | MONITOR NIBP/TEMP | Diagnostic | Intermediate | 25-209 | 1 | KKM/JKN/HSA/10-05-01/H/15/1597 | 4355 | 4355 |  | 2026-01-01
256 | BEMS | P0 | Hospital Shah Alam, Selangor | Jabatan Oftalmologi | Klinik Oftalmologi | Monitors, Physiologic, Vital Signs | MONITOR NIBP/TEMP | Diagnostic | Intermediate | 25-209 | 1 | KKM/JKN/HSA/10-05-01/H/15/1598 | 4355 | 4355 |  | 2026-01-01
257 | BEMS | P0 | Hospital Shah Alam, Selangor | Jabatan Ortopedik | Klinik Ortopedik | Monitors, Physiologic, Vital Signs | MONITOR NIBP/TEMP | Diagnostic | Intermediate | 25-209 | 1 | KKM/JKN/HSA/10-05-01/H/15/1599 | 4355 | 4355 |  | 2026-01-01
258 | BEMS | P0 | Hospital Shah Alam, Selangor | Jabatan Perubatan Am | Wad Perubatan Perempuan 10B | Monitors, Physiologic, Vital Signs | MONITOR NIBP/TEMP | Diagnostic | Intermediate | 25-209 | 1 | KKM/JKN/HSA/10-05-01/H/15/1601 | 4355 | 4355 |  | 2026-01-01
259 | BEMS | P0 | Hospital Shah Alam, Selangor | Jabatan Obstetrik & Ginekologi | Wad Obstetrik & Ginekologi 8A | Monitors, Physiologic, Vital Signs | MONITOR NIBP/TEMP | Diagnostic | Intermediate | 25-209 | 1 | KKM/JKN/HSA/10-05-01/H/15/1603 | 4355 | 4355 |  | 2026-01-01
260 | BEMS | P0 | Hospital Shah Alam, Selangor | Jabatan Obstetrik & Ginekologi | Wad Obstetrik & Ginekologi 8A | Monitors, Physiologic, Vital Signs | MONITOR NIBP/TEMP | Diagnostic | Intermediate | 25-209 | 1 | KKM/JKN/HSA/10-05-01/H/15/1604 | 4355 | 4355 |  | 2026-01-01
261 | BEMS | P0 | Hospital Shah Alam, Selangor | Jabatan Obstetrik & Ginekologi | Wad Obstetrik & Ginekologi 8B | Monitors, Physiologic, Vital Signs | MONITOR NIBP/TEMP | Diagnostic | Intermediate | 25-209 | 1 | KKM/JKN/HSA/10-05-01/H/15/1605 | 4355 | 4355 |  | 2026-01-01
262 | BEMS | P0 | Hospital Shah Alam, Selangor | Jabatan Obstetrik & Ginekologi | Wad Obstetrik & Ginekologi 8B | Monitors, Physiologic, Vital Signs | MONITOR NIBP/TEMP | Diagnostic | Intermediate | 25-209 | 1 | KKM/JKN/HSA/10-05-01/H/15/1606 | 4355 | 4355 |  | 2026-01-01
263 | BEMS | P0 | Hospital Shah Alam, Selangor | Jabatan Obstetrik & Ginekologi | Wad Obstetrik & Ginekologi 8B | Monitors, Physiologic, Vital Signs | MONITOR NIBP/TEMP | Diagnostic | Intermediate | 25-209 | 1 | KKM/JKN/HSA/10-05-01/H/15/1607 | 4355 | 4355 |  | 2026-01-01
264 | BEMS | P0 | Hospital Shah Alam, Selangor | Jabatan Kecemasan & Trauma | Jabatan Kecemasan & Trauma | Electrocardiographs, Multichannel, Interpretative | ECG PORTABLE MAINS/BATTERY OP | Diagnostic | Intermediate | 16-231 | 1 | KKM/JKN/HSA/10-05-01/H/15/2802 | 2750 | 2750 |  | 2026-01-01
265 | BEMS | P0 | Hospital Shah Alam, Selangor | Unit Kesihatan Awam/Pendidikan Kesihatan | Unit Kesihatan Awam/Pendidikan Kesihatan | Electrocardiographs, Multichannel, Interpretative | ECG PORTABLE MAINS/BATTERY OP | Diagnostic | Intermediate | 16-231 | 1 | KKM/JKN/HSA/10-05-01/H/15/2803 | 2750 | 2750 |  | 2026-01-01
266 | BEMS | P0 | Hospital Shah Alam, Selangor | Unit Hemodialisis | Unit Hemodialisis | Electrocardiographs, Multichannel, Interpretative | ECG PORTABLE MAINS/BATTERY OP | Diagnostic | Intermediate | 16-231 | 1 | KKM/JKN/HSA/10-05-01/H/15/4032 | 2750 | 2750 |  | 2026-01-01
267 | BEMS | P0 | Hospital Shah Alam, Selangor | Jabatan Pembedahan Am | Unit Rawatan Perubatan Harian | Electrocardiographs, Multichannel, Interpretative | ECG PORTABLE MAINS/BATTERY OP | Diagnostic | Intermediate | 16-231 | 1 | KKM/JKN/HSA/10-05-01/H/15/4068 | 2750 | 2750 |  | 2026-01-01
268 | BEMS | P0 | Hospital Shah Alam, Selangor | Jabatan Perubatan Am | Klinik Perubatan | Electrocardiographs, Multichannel, Interpretative | ECG PORTABLE MAINS/BATTERY OP | Diagnostic | Intermediate | 16-231 | 1 | KKM/JKN/HSA/10-05-01/H/15/4070 | 2750 | 2750 |  | 2026-01-01
269 | BEMS | P0 | Hospital Shah Alam, Selangor | Jabatan Ortopedik | Wad Ortopedik | Electrocardiographs, Multichannel, Interpretative | ECG PORTABLE MAINS/BATTERY OP | Diagnostic | Intermediate | 16-231 | 1 | KKM/JKN/HSA/10-05-01/H/15/4159 | 2750 | 2750 |  | 2026-01-01
270 | BEMS | P0 | Hospital Shah Alam, Selangor | Jabatan Pembedahan Am | Klinik Pembedahan Am | Electrocardiographs, Multichannel, Interpretative | ECG PORTABLE MAINS/BATTERY OP | Diagnostic | Intermediate | 16-231 | 1 | KKM/JKN/HSA/10-05-01/H/15/4165 | 2750 | 2750 |  | 2026-01-01
271 | BEMS | P0 | Hospital Shah Alam, Selangor | Jabatan Obstetrik & Ginekologi | Wad Obstetrik & Ginekologi 8A | Electrocardiographs, Multichannel, Interpretative | ECG PORTABLE MAINS/BATTERY OP | Diagnostic | Intermediate | 16-231 | 1 | KKM/JKN/HSA/10-05-01/H/15/4245 | 2750 | 2750 |  | 2026-01-01
272 | BEMS | P0 | Hospital Shah Alam, Selangor | Jabatan Obstetrik & Ginekologi | Dewan Bersalin (LDU) | Electrocardiographs, Multichannel, Interpretative | ECG PORTABLE MAINS/BATTERY OP | Diagnostic | Intermediate | 16-231 | 1 | KKM/JKN/HSA/10-05-01/H/15/5085 | 2750 | 2750 |  | 2026-01-01
273 | BEMS | P0 | Hospital Shah Alam, Selangor | Jabatan Ortopedik | Klinik Ortopedik | Electrocardiographs, Multichannel, Interpretative | ECG PORTABLE MAINS/BATTERY OP | Diagnostic | Intermediate | 16-231 | 1 | KKM/JKN/HSA/10-05-01/H/15/4258 | 2750 | 2750 |  | 2026-01-01
274 | BEMS | P0 | Hospital Shah Alam, Selangor | Jabatan Perubatan Am | Wad Pembedahan Lelaki 9A | Electrocardiographs, Multichannel, Interpretative | ECG PORTABLE MAINS/BATTERY OP | Diagnostic | Intermediate | 16-231 | 1 | KKM/JKN/HSA/10-05-01/H/15/4324 | 2750 | 2750 |  | 2026-01-01
275 | BEMS | P0 | Hospital Shah Alam, Selangor | Jabatan Pembedahan Am | Wad Pembedahan Lelaki 9A | Electrocardiographs, Multichannel, Interpretative | ECG PORTABLE MAINS/BATTERY OP | Diagnostic | Intermediate | 16-231 | 1 | KKM/JKN/HSA/10-05-01/H/15/4951 | 2750 | 2750 |  | 2026-01-01
276 | BEMS | P0 | Hospital Shah Alam, Selangor | Jabatan Pembedahan Am | Wad Eksekutif & VIP | Electrocardiographs, Multichannel, Interpretative | ECG PORTABLE MAINS/BATTERY OP | Diagnostic | Intermediate | 16-231 | 1 | KKM/JKN/HSA/10-05-01/H/15/5042 | 2750 | 2750 |  | 2026-01-01
277 | BEMS | P0 | Hospital Shah Alam, Selangor | Jabatan Pembedahan Am | Unit Rawatan Pembedahan Harian | Electrocardiographs, Multichannel, Interpretative | ECG PORTABLE MAINS/BATTERY OP | Diagnostic | Intermediate | 16-231 | 1 | KKM/JKN/HSA/10-05-01/H/15/5043 | 2750 | 2750 |  | 2026-01-01
278 | BEMS | P0 | Hospital Shah Alam, Selangor | Jabatan Perubatan Am | Unit Rawatan Koronari (CCU) | Electrocardiographs, Multichannel, Interpretative | ECG RECORDER | Diagnostic | Intermediate | 16-231 | 1 | KKM/JKN/HSA/10-05-01/H/15/566 | 10000 | 10000 |  | 2026-01-01
279 | BEMS | P0 | Hospital Shah Alam, Selangor | Jabatan Anestesiologi & Rawatan Kritikal | High Dependency Ward (HDW) | Electrocardiographs, Multichannel, Interpretative | ECG RECORDER | Diagnostic | Intermediate | 16-231 | 1 | KKM/JKN/HSA/10-05-01/H/15/567 | 10000 | 10000 |  | 2026-01-01
280 | BEMS | P0 | Hospital Shah Alam, Selangor | Jabatan Anestesiologi & Rawatan Kritikal | Unit Rawatan Rapi (ICU) | Electrocardiographs, Multichannel, Interpretative | ECG RECORDER | Diagnostic | Intermediate | 16-231 | 1 | KKM/JKN/HSA/10-05-01/H/15/568 | 10000 | 10000 |  | 2026-01-01
281 | BEMS | P0 | Hospital Shah Alam, Selangor | Jabatan Anestesiologi & Rawatan Kritikal | Dewan Bedah Utama (GOT) | Electrocardiographs, Multichannel, Interpretative | ECG RECORDER | Diagnostic | Intermediate | 16-231 | 1 | KKM/JKN/HSA/10-05-01/H/15/570 | 10000 | 10000 |  | 2026-01-01
282 | BEMS | P0 | Hospital Shah Alam, Selangor | Jabatan Perubatan Am | Klinik Perubatan | Electrocardiographs, Multichannel, Interpretative | ECG RECORDER | Diagnostic | Intermediate | 16-231 | 1 | KKM/JKN/HSA/10-05-01/H/15/571 | 10000 | 10000 |  | 2026-01-01
283 | BEMS | P0 | Hospital Shah Alam, Selangor | Jabatan Perubatan Am | Wad Perubatan Lelaki 10A | Electrocardiographs, Multichannel, Interpretative | ECG RECORDER | Diagnostic | Intermediate | 16-231 | 1 | KKM/JKN/HSA/10-05-01/H/15/572 | 10000 | 10000 |  | 2026-01-01
284 | BEMS | P0 | Hospital Shah Alam, Selangor | Jabatan Perubatan Am | Wad Perubatan Perempuan 10B | Electrocardiographs, Multichannel, Interpretative | ECG RECORDER | Diagnostic | Intermediate | 16-231 | 1 | KKM/JKN/HSA/10-05-01/H/15/573 | 10000 | 10000 |  | 2026-01-01
285 | BEMS | P0 | Hospital Shah Alam, Selangor | Jabatan Pediatrik | Wad Pediatrik | Electrocardiographs, Multichannel, Interpretative | ECG RECORDER | Diagnostic | Intermediate | 16-231 | 1 | KKM/JKN/HSA/10-05-01/H/15/574 | 10000 | 10000 |  | 2026-01-01
286 | BEMS | P0 | Hospital Shah Alam, Selangor | Jabatan Perubatan Am | Wad Eksekutif & VIP | Electrocardiographs, Multichannel, Interpretative | ECG RECORDER | Diagnostic | Intermediate | 16-231 | 1 | KKM/JKN/HSA/10-05-01/H/15/575 | 10000 | 10000 |  | 2026-01-01
287 | BEMS | P0 | Hospital Shah Alam, Selangor | Unit Kesihatan Awam/Pendidikan Kesihatan | Unit Kesihatan Awam/Pendidikan Kesihatan | Monitors, Physiologic, Vital Signs | MONITOR NIBP/SP02 | Diagnostic | Intermediate | 25-209 | 1 | KKM/JKN/HSA/10-05-01/H/15/1013 | 5185 | 5185 |  | 2026-01-01
288 | BEMS | P0 | Hospital Shah Alam, Selangor | Jabatan Perubatan Am | Unit Rawatan Koronari (CCU) | Monitors, Physiologic, Vital Signs | MONITOR NIBP/SP02 | Diagnostic | Intermediate | 25-209 | 1 | KKM/JKN/HSA/10-05-01/H/15/1014 | 5185 | 5185 |  | 2026-01-01
289 | BEMS | P0 | Hospital Shah Alam, Selangor | Jabatan Pembedahan Am | Unit Rawatan Perubatan Harian | Monitors, Physiologic, Vital Signs | MONITOR NIBP/SP02 | Diagnostic | Intermediate | 25-209 | 1 | KKM/JKN/HSA/10-05-01/H/15/1015 | 5185 | 5185 |  | 2026-01-01
290 | BEMS | P0 | Hospital Shah Alam, Selangor | Jabatan Pembedahan Am | Unit Rawatan Perubatan Harian | Monitors, Physiologic, Vital Signs | MONITOR NIBP/SP02 | Diagnostic | Intermediate | 25-209 | 1 | KKM/JKN/HSA/10-05-01/H/15/1016 | 5185 | 5185 |  | 2026-01-01
291 | BEMS | P0 | Hospital Shah Alam, Selangor | Jabatan Radiologi | Jabatan Radiologi | Monitors, Physiologic, Vital Signs | MONITOR NIBP/SP02 | Diagnostic | Intermediate | 25-209 | 1 | KKM/JKN/HSA/10-05-01/H/15/1018 | 5185 | 5185 |  | 2026-01-01
292 | BEMS | P0 | Hospital Shah Alam, Selangor | Jabatan Pediatrik | Unit Rawatan Rapi Neonatal (NICU) | Monitors, Physiologic, Vital Signs | MONITOR NIBP/SP02 | Diagnostic | Intermediate | 25-209 | 1 | KKM/JKN/HSA/10-05-01/H/15/1019 | 5185 | 5185 |  | 2026-01-01
293 | BEMS | P0 | Hospital Shah Alam, Selangor | Jabatan Pediatrik | Unit Rawatan Rapi Neonatal (NICU) | Monitors, Physiologic, Vital Signs | MONITOR NIBP/SP02 | Diagnostic | Intermediate | 25-209 | 1 | KKM/JKN/HSA/10-05-01/H/15/1021 | 5185 | 5185 |  | 2026-01-01
294 | BEMS | P0 | Hospital Shah Alam, Selangor | Jabatan Pediatrik | Klinik Pediatrik | Monitors, Physiologic, Vital Signs | MONITOR NIBP/SP02 | Diagnostic | Intermediate | 25-209 | 1 | KKM/JKN/HSA/10-05-01/H/15/1022 | 5185 | 5185 |  | 2026-01-01
295 | BEMS | P0 | Hospital Shah Alam, Selangor | Jabatan Anestesiologi & Rawatan Kritikal | Dewan Bedah Utama (GOT) | Monitors, Physiologic, Vital Signs | MONITOR NIBP/SP02 | Diagnostic | Intermediate | 25-209 | 1 | KKM/JKN/HSA/10-05-01/H/15/1023 | 5185 | 5185 |  | 2026-01-01
296 | BEMS | P0 | Hospital Shah Alam, Selangor | Jabatan Perubatan Am | Klinik Perubatan | Monitors, Physiologic, Vital Signs | MONITOR NIBP/SP02 | Diagnostic | Intermediate | 25-209 | 1 | KKM/JKN/HSA/10-05-01/H/15/1024 | 5185 | 5185 |  | 2026-01-01
297 | BEMS | P0 | Hospital Shah Alam, Selangor | Jabatan Perubatan Am | Klinik Perubatan | Monitors, Physiologic, Vital Signs | MONITOR NIBP/SP02 | Diagnostic | Intermediate | 25-209 | 1 | KKM/JKN/HSA/10-05-01/H/15/1025 | 5185 | 5185 |  | 2026-01-01
298 | BEMS | P0 | Hospital Shah Alam, Selangor | Jabatan Bedah Mulut & Pergigian Pediatrik | Klinik Bedah Mulut & Klinik Pergigian Pediatrik | Monitors, Physiologic, Vital Signs | MONITOR NIBP/SP02 | Diagnostic | Intermediate | 25-209 | 1 | KKM/JKN/HSA/10-05-01/H/15/1026 | 5185 | 5185 |  | 2026-01-01
299 | BEMS | P0 | Hospital Shah Alam, Selangor | Jabatan Perubatan Am | Wad Perubatan Lelaki 10A | Monitors, Physiologic, Vital Signs | MONITOR NIBP/SP02 | Diagnostic | Intermediate | 25-209 | 1 | KKM/JKN/HSA/10-05-01/H/15/1027 | 5185 | 5185 |  | 2026-01-01
300 | BEMS | P0 | Hospital Shah Alam, Selangor | Jabatan Perubatan Am | Wad Perubatan Perempuan 10B | Monitors, Physiologic, Vital Signs | MONITOR NIBP/SP02 | Diagnostic | Intermediate | 25-209 | 1 | KKM/JKN/HSA/10-05-01/H/15/1028 | 5185 | 5185 |  | 2026-01-01
301 | BEMS | P0 | Hospital Shah Alam, Selangor | Jabatan Ortopedik | Wad Ortopedik | Monitors, Physiologic, Vital Signs | MONITOR NIBP/SP02 | Diagnostic | Intermediate | 25-209 | 1 | KKM/JKN/HSA/10-05-01/H/15/1029 | 5185 | 5185 |  | 2026-01-01
302 | BEMS | P0 | Hospital Shah Alam, Selangor | Jabatan Pembedahan Am | Wad Pembedahan Perempuan 9B | Monitors, Physiologic, Vital Signs | MONITOR NIBP/SP02 | Diagnostic | Intermediate | 25-209 | 1 | KKM/JKN/HSA/10-05-01/H/15/1031 | 5185 | 5185 |  | 2026-01-01
303 | BEMS | P0 | Hospital Shah Alam, Selangor | Jabatan Perubatan Am | Wad Eksekutif & VIP | Monitors, Physiologic, Vital Signs | MONITOR NIBP/SP02 | Diagnostic | Intermediate | 25-209 | 1 | KKM/JKN/HSA/10-05-01/H/15/1032 | 5185 | 5185 |  | 2026-01-01
304 | BEMS | P0 | Hospital Shah Alam, Selangor | Jabatan Ortopedik | Wad Ortopedik | Monitors, Physiologic, Vital Signs | MONITOR NIBP/SP02 | Diagnostic | Intermediate | 25-209 | 1 | KKM/JKN/HSA/10-05-01/H/15/4177 | 5185 | 5185 |  | 2026-01-01
305 | BEMS | P0 | Hospital Shah Alam, Selangor | Jabatan Pembedahan Am | Klinik Pembedahan Am | Flowmeters, Blood, Ultrasonic | DETECTOR VASCULAR FLOW | Therapeutic | Intermediate | 10-432 | 1 | KKM/JKN/HSA/10-05-01/H/15/4160 | 10595 | 10595 |  | 2026-01-01
306 | BEMS | P0 | Hospital Shah Alam, Selangor | Jabatan Ortopedik | Klinik Ortopedik | Flowmeters, Blood, Ultrasonic | DETECTOR VASCULAR FLOW | Therapeutic | Intermediate | 10-432 | 1 | KKM/JKN/HSA/10-05-01/H/15/4162 | 10595 | 10595 |  | 2026-01-01
307 | BEMS | P0 | Hospital Shah Alam, Selangor | Jabatan Ortopedik | Klinik Ortopedik | Flowmeters, Blood, Ultrasonic | DETECTOR VASCULAR FLOW | Therapeutic | Intermediate | 10-432 | 1 | KKM/JKN/HSA/10-05-01/H/15/4166 | 10595 | 10595 |  | 2026-01-01
308 | BEMS | P0 | Hospital Shah Alam, Selangor | Jabatan Ortopedik | Klinik Ortopedik | Flowmeters, Blood, Ultrasonic | DETECTOR VASCULAR FLOW | Therapeutic | Intermediate | 10-432 | 1 | KKM/JKN/HSA/10-05-01/H/15/4167 | 10595 | 10595 |  | 2026-01-01
309 | BEMS | P0 | Hospital Shah Alam, Selangor | Jabatan Ortopedik | Klinik Ortopedik | Flowmeters, Blood, Ultrasonic | DETECTOR VASCULAR FLOW | Therapeutic | Intermediate | 10-432 | 1 | KKM/JKN/HSA/10-05-01/H/15/4168 | 10595 | 10595 |  | 2026-01-01
310 | BEMS | P0 | Hospital Shah Alam, Selangor | Jabatan Ortopedik | Klinik Ortopedik | Flowmeters, Blood, Ultrasonic | DETECTOR VASCULAR FLOW | Therapeutic | Intermediate | 10-432 | 1 | KKM/JKN/HSA/10-05-01/H/15/4169 | 10595 | 10595 |  | 2026-01-01
311 | BEMS | P0 | Hospital Shah Alam, Selangor | Jabatan Anestesiologi & Rawatan Kritikal | Unit Rawatan Rapi (ICU) | Flowmeters, Blood, Ultrasonic | DETECTOR VASCULAR FLOW | Therapeutic | Intermediate | 10-432 | 1 | KKM/JKN/HSA/10-05-01/H/15/4170 | 10595 | 10595 |  | 2026-01-01
312 | BEMS | P0 | Hospital Shah Alam, Selangor | Jabatan Ortopedik | Wad Ortopedik | Flowmeters, Blood, Ultrasonic | DETECTOR VASCULAR FLOW | Therapeutic | Intermediate | 10-432 | 1 | KKM/JKN/HSA/10-05-01/H/15/4841 | 10595 | 10595 |  | 2026-01-01
313 | BEMS | P0 | Hospital Shah Alam, Selangor | Jabatan Perubatan Am | Unit Rawatan Koronari (CCU) | Flowmeters, Blood, Ultrasonic | DETECTOR VASCULAR FLOW | Therapeutic | Intermediate | 10-432 | 1 | KKM/JKN/HSA/10-05-01/H/15/4871 | 10595 | 10595 |  | 2026-01-01
314 | BEMS | P0 | Hospital Shah Alam, Selangor | Jabatan Perubatan Am | Klinik Perubatan | ECG Monitor Analyzers | ECG ANALYSER W/PRINTER | Diagnostic | Intermediate | 11-379 | 1 | KKM/JKN/HSA/10-05-01/H/15/667 | 28000 | 28000 |  | 2026-01-01
315 | BEMS | P0 | Hospital Shah Alam, Selangor | Jabatan Dietetik & Sajian | Pendaftaran Klinik Pakar | Analyzers, Physiologic, Body Composition | BODY COMPOSITION ANALYSER | Diagnostic | Intermediate | 17-417 | 1 | KKM/JKN/HSA/10-05-01/H/16/31 | 16000 | 16000 |  | 2026-01-01
316 | BEMS | P0 | Hospital Shah Alam, Selangor | Jabatan Kecemasan & Trauma | Jabatan Kecemasan & Trauma | Electrocardiographs, Multichannel, Interpretative | ECG (EKG) MACHINE/ECG 1200G | Diagnostic | Intermediate | 16-231 | 1 | KKM/JKN/HSA/10-05-01/H/17/1 | 9500 | 9500 |  | 2026-01-01
317 | BEMS | P0 | Hospital Shah Alam, Selangor | Jabatan Kecemasan & Trauma | Jabatan Kecemasan & Trauma | Electrocardiographs, Multichannel, Interpretative | ECG (EKG) MACHINE | Diagnostic | Intermediate | 16-231 | 1 | KKM/JKN/HSA/10-05-01/H/18/127 | 12000 | 12000 |  | 2026-01-01
318 | BEMS | P0 | Hospital Shah Alam, Selangor | Jabatan Kecemasan & Trauma | Jabatan Kecemasan & Trauma | Electrocardiographs, Multichannel, Interpretative | ECG (EKG) MACHINE | Diagnostic | Intermediate | 16-231 | 1 | KKM/JKN/HSA/10-05-01/H/18/128 | 12000 | 12000 |  | 2026-01-01
319 | BEMS | P0 | Hospital Shah Alam, Selangor | Jabatan Oftalmologi | Klinik Oftalmologi | Electrocardiographs, Multichannel, Interpretative | ECG (EKG) MACHINE | Diagnostic | Intermediate | 16-231 | 1 | KKM/JKN/HSA/10-05-01/H/17/37 | 22000 | 22000 |  | 2026-01-01
320 | BEMS | P0 | Hospital Shah Alam, Selangor | Jabatan Patologi | Jabatan Patologi | Carbon Dioxide Monitors, Laboratory Incubator | INCUBATOR CO2 | Diagnostic | Intermediate | 16-855 | 1 | KKM/JKN/HSA/10-05-01/H/15/3964 | 30000 | 30000 |  | 2026-01-01
321 | BEMS | P0 | Hospital Shah Alam, Selangor | Jabatan Patologi | Jabatan Patologi | Carbon Dioxide Monitors, Laboratory Incubator | INCUBATOR CO2 | Diagnostic | Intermediate | 16-855 | 1 | KKM/JKN/HSA/10-05-01/H/15/3965 | 30000 | 30000 |  | 2026-01-01
322 | BEMS | P0 | Hospital Shah Alam, Selangor | Jabatan Patologi | Jabatan Patologi | Microscopes, Light, Laboratory | MICROSCOPE BINO 4X/10X/40X/100X LENS | Laboratory | Intermediate | 15-156 | 1 | KKM/JKN/HSA/10-05-01/H/15/3953 | 5600 | 5600 |  | 2026-01-01
323 | BEMS | P0 | Hospital Shah Alam, Selangor | Jabatan Patologi | Jabatan Patologi | Microscopes, Light, Laboratory | MICROSCOPE BINO 4X/10X/40X/100X LENS | Laboratory | Intermediate | 15-156 | 1 | KKM/JKN/HSA/10-05-01/H/15/3954 | 5600 | 5600 |  | 2026-01-01
324 | BEMS | P0 | Hospital Shah Alam, Selangor | Jabatan Patologi | Jabatan Patologi | Microscopes, Light, Laboratory | MICROSCOPE BINO 4X/10X/40X/100X LENS | Laboratory | Intermediate | 15-156 | 1 | KKM/JKN/HSA/10-05-01/H/15/3955 | 5600 | 5600 |  | 2026-01-01
325 | BEMS | P0 | Hospital Shah Alam, Selangor | Jabatan Patologi | Jabatan Patologi | Microscopes, Light, Laboratory | MICROSCOPE BINO 4X/10X/40X/100X LENS | Laboratory | Intermediate | 15-156 | 1 | KKM/JKN/HSA/10-05-01/H/15/3956 | 5600 | 5600 |  | 2026-01-01
326 | BEMS | P0 | Hospital Shah Alam, Selangor | Jabatan Patologi | Jabatan Patologi | Microscopes, Light, Laboratory | MICROSCOPE BINO 4X/10X/40X/100X LENS | Laboratory | Intermediate | 15-156 | 1 | KKM/JKN/HSA/10-05-01/H/15/3957 | 5600 | 5600 |  | 2026-01-01
327 | BEMS | P0 | Hospital Shah Alam, Selangor | Jabatan Patologi | Jabatan Patologi | Microscopes, Light, Laboratory | MICROSCOPE BINO 4X/10X/40X/100X LENS | Laboratory | Intermediate | 15-156 | 1 | KKM/JKN/HSA/10-05-01/H/15/3958 | 5600 | 5600 |  | 2026-01-01
328 | BEMS | P0 | Hospital Shah Alam, Selangor | Jabatan Patologi | Jabatan Patologi | Microscopes, Light, Laboratory | MICROSCOPE BINO 4X/10X/40X/100X LENS | Laboratory | Intermediate | 15-156 | 1 | KKM/JKN/HSA/10-05-01/H/15/3959 | 5600 | 5600 |  | 2026-01-01
329 | BEMS | P0 | Hospital Shah Alam, Selangor | Jabatan Patologi | Jabatan Patologi | Microscopes, Light, Laboratory | MICROSCOPE BINO 4X/10X/40X/100X LENS | Laboratory | Intermediate | 15-156 | 1 | KKM/JKN/HSA/10-05-01/H/15/3960 | 5600 | 5600 |  | 2026-01-01
330 | BEMS | P0 | Hospital Shah Alam, Selangor | Jabatan Patologi | Jabatan Patologi | Microscopes, Light, Laboratory | MICROSCOPE BINO 4X/10X/40X/100X LENS | Laboratory | Intermediate | 15-156 | 1 | KKM/JKN/HSA/10-05-01/H/15/3961 | 5600 | 5600 |  | 2026-01-01
331 | BEMS | P0 | Hospital Shah Alam, Selangor | Jabatan Patologi | Jabatan Patologi | Microscopes, Light, Laboratory | MICROSCOPE BINO 4X/10X/40X/100X LENS | Laboratory | Intermediate | 15-156 | 1 | KKM/JKN/HSA/10-05-01/H/15/3962 | 5600 | 5600 |  | 2026-01-01
332 | BEMS | P0 | Hospital Shah Alam, Selangor | Jabatan Patologi | Jabatan Patologi | Microscopes, Light, Laboratory | MICROSCOPE BINO 4X/10X/40X/100X LENS | Laboratory | Intermediate | 15-156 | 1 | KKM/JKN/HSA/10-05-01/H/15/3963 | 5600 | 5600 |  | 2026-01-01
333 | BEMS | P0 | Hospital Shah Alam, Selangor | Jabatan Patologi | Jabatan Patologi | Microscopes, Light, Laboratory | MICROSCOPE BINO 4X/10X/40X/100X LENS | Laboratory | Intermediate | 15-156 | 1 | KKM/JKN/HSA/10-05-01/H/15/3952 | 5400 | 5400 |  | 2026-01-01
334 | BEMS | P0 | Hospital Shah Alam, Selangor | Jabatan Perubatan Forensik | Jabatan Perubatan Forensik | Microscopes, Light, Laboratory | MICROSCOPE BINO 4X/10X/40X/100X LENS W FITTING FOR DIGITAL CAMERA | Laboratory | Intermediate | 15-156 | 1 | KKM/JKN/HSA/10-05-01/H/15/2835 | 12500 | 12500 |  | 2026-01-01
335 | BEMS | P0 | Hospital Shah Alam, Selangor | Jabatan Perubatan Forensik | Jabatan Perubatan Forensik | Microscopes, Light, Laboratory | MICROSCOPE BINO 4X/10X/40X/100X LENS W FITTING FOR VIDEO CAMERA | Laboratory | Intermediate | 15-156 | 1 | KKM/JKN/HSA/10-05-01/H/15/2834 | 5400 | 5400 |  | 2026-01-01
336 | BEMS | P0 | Hospital Shah Alam, Selangor | Jabatan Patologi | Jabatan Patologi | Microscopes, Light, Laboratory | MICROSCOPE BINO PATHOLOGIST/CYTOLOGIST | Laboratory | Intermediate | 15-156 | 1 | KKM/JKN/HSA/10-05-01/H/15/3950 | 35400 | 35400 |  | 2026-01-01
337 | BEMS | P0 | Hospital Shah Alam, Selangor | Jabatan Patologi | Jabatan Patologi | Microscopes, Light, Laboratory | MICROSCOPE BINO PATHOLOGIST/CYTOLOGIST | Laboratory | Intermediate | 15-156 | 1 | KKM/JKN/HSA/10-05-01/H/15/3951 | 35400 | 35400 |  | 2026-01-01
338 | BEMS | P0 | Hospital Shah Alam, Selangor | Jabatan Patologi | Jabatan Patologi | Microscopes, Light, Laboratory | MICROSCOPE BINO 2 HEADED EYEPIECE ATTACHMENT W 63X DRY OBJECTIVE | Laboratory | Intermediate | 15-156 | 1 | KKM/JKN/HSA/10-05-01/H/15/3949 | 30700 | 30700 |  | 2026-01-01
339 | BEMS | P0 | Hospital Shah Alam, Selangor | Jabatan Patologi | Jabatan Patologi | Microscopes, Light, Laboratory | MICROSCOPE | Laboratory | Intermediate | 15-156 | 1 | KKM/JKN/HSA/10-05-01/H/16/92 | 11100 | 11100 |  | 2026-01-01
340 | BEMS | P0 | Hospital Shah Alam, Selangor | Jabatan Oftalmologi | Klinik Oftalmologi | Slit Lamps | LAMP SLIT/TONOMETER/3 MIRROR/LENSES | Diagnostic | Intermediate | 12-281 | 1 | KKM/JKN/HSA/10-05-01/H/15/2827 | 26000 | 26000 |  | 2026-01-01
341 | BEMS | P0 | Hospital Shah Alam, Selangor | Jabatan Oftalmologi | Jabatan Kecemasan & Trauma | Slit Lamps | LAMP SLIT/TONOMETER/3 MIRROR/LENSES | Diagnostic | Intermediate | 12-281 | 1 | KKM/JKN/HSA/10-05-01/H/15/2828 | 26000 | 26000 |  | 2026-01-01
342 | BEMS | P0 | Hospital Shah Alam, Selangor | Jabatan Oftalmologi | Klinik Oftalmologi | Slit Lamps | LAMP SLIT/TONOMETER/3 MIRROR/LENSES | Diagnostic | Intermediate | 12-281 | 1 | KKM/JKN/HSA/10-05-01/H/15/2830 | 26000 | 26000 |  | 2026-01-01
343 | BEMS | P0 | Hospital Shah Alam, Selangor | Jabatan Oftalmologi | Klinik Oftalmologi | Slit Lamps | LAMP SLIT/TONOMETER/3 MIRROR/LENSES | Diagnostic | Intermediate | 12-281 | 1 | KKM/JKN/HSA/10-05-01/H/15/2831 | 26000 | 26000 |  | 2026-01-01
344 | BEMS | P0 | Hospital Shah Alam, Selangor | Jabatan Oftalmologi | Klinik Oftalmologi | Slit Lamps | LAMP SLIT/TONOMETER/3 MIRROR/LENSES | Diagnostic | Intermediate | 12-281 | 1 | KKM/JKN/HSA/10-05-01/H/15/2832 | 26000 | 26000 |  | 2026-01-01
345 | BEMS | P0 | Hospital Shah Alam, Selangor | Jabatan Oftalmologi | Klinik Oftalmologi | Slit Lamps | LAMP SLIT/TONOMETER/3 MIRROR/LENSES | Diagnostic | Intermediate | 12-281 | 1 | KKM/JKN/HSA/10-05-01/H/15/2833 | 26000 | 26000 |  | 2026-01-01
346 | BEMS | P0 | Hospital Shah Alam, Selangor | Jabatan Oftalmologi | Klinik Oftalmologi | Ophthalmoscopes/Otoscopes | OPHTHALMOSCOPE/RETINOSCOPE DIRECT | Diagnostic | Basic | 18-595 | 1 | KKM/JKN/HSA/10-05-01/H/15/4328 | 4875 | 4875 |  | 2026-01-01
347 | BEMS | P0 | Hospital Shah Alam, Selangor | Jabatan Oftalmologi | Klinik Oftalmologi | Ophthalmoscopes/Otoscopes | OPHTHALMOSCOPE/RETINOSCOPE DIRECT | Diagnostic | Basic | 18-595 | 1 | KKM/JKN/HSA/10-05-01/H/15/4329 | 4875 | 4875 |  | 2026-01-01
348 | BEMS | P0 | Hospital Shah Alam, Selangor | Jabatan Oftalmologi | Klinik Oftalmologi | Ophthalmoscopes/Otoscopes | OPHTHALMOSCOPE/RETINOSCOPE DIRECT | Diagnostic | Basic | 18-595 | 1 | KKM/JKN/HSA/10-05-01/H/15/4330 | 4875 | 4875 |  | 2026-01-01
349 | BEMS | P0 | Hospital Shah Alam, Selangor | Jabatan Oftalmologi | Klinik Oftalmologi | Ophthalmoscopes/Otoscopes | OPHTHALMOSCOPE/RETINOSCOPE DIRECT | Diagnostic | Basic | 18-595 | 1 | KKM/JKN/HSA/10-05-01/H/15/4331 | 4875 | 4875 |  | 2026-01-01
350 | BEMS | P0 | Hospital Shah Alam, Selangor | Jabatan Oftalmologi | Klinik Oftalmologi | Ophthalmoscopes/Otoscopes | OPHTHALMOSCOPE/RETINOSCOPE DIRECT | Diagnostic | Basic | 18-595 | 1 | KKM/JKN/HSA/10-05-01/H/15/4332 | 4875 | 4875 |  | 2026-01-01
351 | BEMS | P0 | Hospital Shah Alam, Selangor | Jabatan Oftalmologi | Klinik Oftalmologi | Ophthalmoscopes/Otoscopes | OPHTHALMOSCOPE/RETINOSCOPE DIRECT | Diagnostic | Basic | 18-595 | 1 | KKM/JKN/HSA/10-05-01/H/15/4333 | 4875 | 4875 |  | 2026-01-01
352 | BEMS | P0 | Hospital Shah Alam, Selangor | Jabatan Oftalmologi | Klinik Oftalmologi | Slit Lamps | LAMP SLIT PHOTOGRAPHIC W/ACCESSORIES | Diagnostic | Intermediate | 12-281 | 1 | KKM/JKN/HSA/10-05-01/H/15/4326 | 38675 | 38675 |  | 2026-01-01
353 | BEMS | P0 | Hospital Shah Alam, Selangor | Jabatan Oftalmologi | Klinik Oftalmologi | Scanning Systems, Ultrasonic, Ophthalmic | ULTRASOUND OPHTHALMIC A & B | Diagnostic | Intermediate | 11-389 | 1 | KKM/JKN/HSA/10-05-01/H/15/4335 | 76700 | 76700 |  | 2026-01-01
354 | BEMS | P0 | Hospital Shah Alam, Selangor | Jabatan Oftalmologi | Klinik Oftalmologi | Ophthalmoscopes | OPHTHALMOSCOPE | Diagnostic | Intermediate | 12-815 | 1 | KKM/JKN/HSA/10-05-01/H/16/119 | 4782 | 4782 |  | 2026-01-01
355 | BEMS | P0 | Hospital Shah Alam, Selangor | Jabatan Oftalmologi | Klinik Oftalmologi | Slit Lamps | SLIT LAMP | Diagnostic | Intermediate | 12-281 | 1 | KKM/JKN/HSA/10-05-01/H/16/128 | 28900 | 28900 |  | 2026-01-01
356 | BEMS | P0 | Hospital Shah Alam, Selangor | Jabatan Perubatan Rehabilitasi | Jabatan Perubatan Rehabilitasi | Biofeedback Systems | BIO-FEEDBACK UNIT (sEMG) | Diagnostic | Intermediate | 10-396 | 1 | KKM/JKN/HSA/10-05-01/H/15/2757 | 18204 | 18204 |  | 2026-01-01
357 | BEMS | P0 | Hospital Shah Alam, Selangor | Jabatan Perubatan Rehabilitasi | Jabatan Perubatan Rehabilitasi | Biofeedback Systems | BIO-FEEDBACK UNIT (sEMG) | Diagnostic | Intermediate | 10-396 | 1 | KKM/JKN/HSA/10-05-01/H/15/4856 | 23665.2 | 23665.2 |  | 2026-01-01
358 | BEMS | P0 | Hospital Shah Alam, Selangor | Jabatan Otorinolaringologi (ORL) | Klinik Otorinolaringologi (ORL) | Electromyographs | SURFACE ELECTRO MIOGRAPH 'sEMG' - DYSPAGIA | Diagnostic | Basic | 11-474 | 1 | KKM/JKN/HSA/10-05-01/H/15/880 | 18204 | 18204 |  | 2026-01-01
359 | BEMS | P0 | Hospital Shah Alam, Selangor | Jabatan Otorinolaringologi (ORL) | Klinik Otorinolaringologi (ORL) | Ophthalmoscopes/Otoscopes | OTOSCOPE WITH RECHARGABLE HANDLE | Diagnostic | Basic | 18-595 | 1 | KKM/JKN/HSA/10-05-01/R/15/10322 | 913.26 | 913.26 |  | 2026-01-01
360 | BEMS | P0 | Hospital Shah Alam, Selangor | Jabatan Otorinolaringologi (ORL) | Klinik Otorinolaringologi (ORL) | Ophthalmoscopes/Otoscopes | OTOSCOPE WITH RECHARGABLE HANDLE | Diagnostic | Basic | 18-595 | 1 | KKM/JKN/HSA/10-05-01/R/15/10323 | 913.26 | 913.26 |  | 2026-01-01
361 | BEMS | P0 | Hospital Shah Alam, Selangor | Jabatan Otorinolaringologi (ORL) | Klinik Otorinolaringologi (ORL) | Ophthalmoscopes/Otoscopes | OTOSCOPE WALL MOUNTED | Diagnostic | Basic | 18-595 | 1 | KKM/JKN/HSA/10-05-01/R/15/10316 | 1835.93 | 1835.93 |  | 2026-01-01
362 | BEMS | P0 | Hospital Shah Alam, Selangor | Jabatan Otorinolaringologi (ORL) | Klinik Otorinolaringologi (ORL) | Ophthalmoscopes/Otoscopes | OTOSCOPE WALL MOUNTED | Diagnostic | Basic | 18-595 | 1 | KKM/JKN/HSA/10-05-01/R/15/10317 | 1835.93 | 1835.93 |  | 2026-01-01
363 | BEMS | P0 | Hospital Shah Alam, Selangor | Jabatan Otorinolaringologi (ORL) | Klinik Otorinolaringologi (ORL) | Ophthalmoscopes/Otoscopes | OTOSCOPE WALL MOUNTED | Diagnostic | Basic | 18-595 | 1 | KKM/JKN/HSA/10-05-01/R/15/10319 | 1835.93 | 1835.93 |  | 2026-01-01
364 | BEMS | P0 | Hospital Shah Alam, Selangor | Jabatan Otorinolaringologi (ORL) | Klinik Otorinolaringologi (ORL) | Ophthalmoscopes/Otoscopes | OTOSCOPE WALL MOUNTED | Diagnostic | Basic | 18-595 | 1 | KKM/JKN/HSA/10-05-01/R/15/10320 | 1835.93 | 1835.93 |  | 2026-01-01
365 | BEMS | P0 | Hospital Shah Alam, Selangor | Jabatan Otorinolaringologi (ORL) | Klinik Otorinolaringologi (ORL) | Ophthalmoscopes/Otoscopes | OTOSCOPE WALL MOUNTED | Diagnostic | Basic | 18-595 | 1 | KKM/JKN/HSA/10-05-01/R/15/10321 | 1835.93 | 1835.93 |  | 2026-01-01
366 | BEMS | P0 | Hospital Shah Alam, Selangor | Jabatan Kecemasan & Trauma | Jabatan Kecemasan & Trauma | Ophthalmoscopes/Otoscopes | DIAGNOSTIC SET PAEDIATRIC | Diagnostic | Basic | 18-595 | 1 | KKM/JKN/HSA/10-05-01/R/15/6743 | 1035.65 | 1035.65 |  | 2026-01-01
367 | BEMS | P0 | Hospital Shah Alam, Selangor | Jabatan Pediatrik | Klinik Pediatrik | Ophthalmoscopes/Otoscopes | DIAGNOSTIC SET PAEDIATRIC | Diagnostic | Basic | 18-595 | 1 | KKM/JKN/HSA/10-05-01/R/15/6744 | 1035.65 | 1035.65 |  | 2026-01-01
368 | BEMS | P0 | Hospital Shah Alam, Selangor | Jabatan Pediatrik | Klinik Pediatrik | Ophthalmoscopes/Otoscopes | DIAGNOSTIC SET PAEDIATRIC | Diagnostic | Basic | 18-595 | 1 | KKM/JKN/HSA/10-05-01/R/15/6745 | 1035.65 | 1035.65 |  | 2026-01-01
369 | BEMS | P0 | Hospital Shah Alam, Selangor | Jabatan Pediatrik | Klinik Pediatrik | Ophthalmoscopes/Otoscopes | DIAGNOSTIC SET PAEDIATRIC | Diagnostic | Basic | 18-595 | 1 | KKM/JKN/HSA/10-05-01/R/15/6746 | 1035.65 | 1035.65 |  | 2026-01-01
370 | BEMS | P0 | Hospital Shah Alam, Selangor | Jabatan Pediatrik | Klinik Pediatrik | Ophthalmoscopes/Otoscopes | DIAGNOSTIC SET PAEDIATRIC | Diagnostic | Basic | 18-595 | 1 | KKM/JKN/HSA/10-05-01/R/15/6747 | 1035.65 | 1035.65 |  | 2026-01-01
371 | BEMS | P0 | Hospital Shah Alam, Selangor | Jabatan Pediatrik | Klinik Pediatrik | Ophthalmoscopes/Otoscopes | DIAGNOSTIC SET PAEDIATRIC | Diagnostic | Basic | 18-595 | 1 | KKM/JKN/HSA/10-05-01/R/15/6748 | 1035.65 | 1035.65 |  | 2026-01-01
372 | BEMS | P0 | Hospital Shah Alam, Selangor | Jabatan Pediatrik | Klinik Pediatrik | Ophthalmoscopes/Otoscopes | DIAGNOSTIC SET PAEDIATRIC | Diagnostic | Basic | 18-595 | 1 | KKM/JKN/HSA/10-05-01/R/15/6749 | 1035.65 | 1035.65 |  | 2026-01-01
373 | BEMS | P0 | Hospital Shah Alam, Selangor | Jabatan Pediatrik | Klinik Pediatrik | Ophthalmoscopes/Otoscopes | DIAGNOSTIC SET PAEDIATRIC | Diagnostic | Basic | 18-595 | 1 | KKM/JKN/HSA/10-05-01/R/15/6750 | 1035.65 | 1035.65 |  | 2026-01-01
374 | BEMS | P0 | Hospital Shah Alam, Selangor | Jabatan Pediatrik | Klinik Pediatrik | Ophthalmoscopes/Otoscopes | DIAGNOSTIC SET PAEDIATRIC | Diagnostic | Basic | 18-595 | 1 | KKM/JKN/HSA/10-05-01/R/15/6752 | 1035.65 | 1035.65 |  | 2026-01-01
375 | BEMS | P0 | Hospital Shah Alam, Selangor | Jabatan Pediatrik | Klinik Pediatrik | Ophthalmoscopes/Otoscopes | DIAGNOSTIC SET PAEDIATRIC | Diagnostic | Basic | 18-595 | 1 | KKM/JKN/HSA/10-05-01/R/15/6754 | 1035.65 | 1035.65 |  | 2026-01-01
376 | BEMS | P0 | Hospital Shah Alam, Selangor | Jabatan Pediatrik | Klinik Pediatrik | Ophthalmoscopes/Otoscopes | DIAGNOSTIC SET PAEDIATRIC | Diagnostic | Basic | 18-595 | 1 | KKM/JKN/HSA/10-05-01/R/15/6755 | 1035.65 | 1035.65 |  | 2026-01-01
377 | BEMS | P0 | Hospital Shah Alam, Selangor | Jabatan Pediatrik | Wad Pediatrik | Ophthalmoscopes/Otoscopes | DIAGNOSTIC SET PAEDIATRIC | Diagnostic | Basic | 18-595 | 1 | KKM/JKN/HSA/10-05-01/R/15/6756 | 1035.65 | 1035.65 |  | 2026-01-01
378 | BEMS | P0 | Hospital Shah Alam, Selangor | Jabatan Pediatrik | Wad Pediatrik | Ophthalmoscopes/Otoscopes | DIAGNOSTIC SET PAEDIATRIC | Diagnostic | Basic | 18-595 | 1 | KKM/JKN/HSA/10-05-01/R/15/6757 | 1035.65 | 1035.65 |  | 2026-01-01
379 | BEMS | P0 | Hospital Shah Alam, Selangor | Jabatan Pediatrik | Wad Pediatrik | Ophthalmoscopes/Otoscopes | DIAGNOSTIC SET PAEDIATRIC | Diagnostic | Basic | 18-595 | 1 | KKM/JKN/HSA/10-05-01/R/15/6758 | 1035.65 | 1035.65 |  | 2026-01-01
380 | BEMS | P0 | Hospital Shah Alam, Selangor | Jabatan Kecemasan & Trauma | Jabatan Kecemasan & Trauma | Ophthalmoscopes/Otoscopes | DIAGNOSTIC SET PAEDIATRIC | Diagnostic | Basic | 18-595 | 1 | KKM/JKN/HSA/10-05-01/R/15/17184 | 1035.65 | 1035.65 |  | 2026-01-01
381 | BEMS | P0 | Hospital Shah Alam, Selangor | Jabatan Kecemasan & Trauma | Jabatan Kecemasan & Trauma | Ophthalmoscopes/Otoscopes | DIAGNOSTIC SET NEONATAL | Diagnostic | Basic | 18-595 | 1 | KKM/JKN/HSA/10-05-01/H/15/427 | 2024.23 | 2024.23 |  | 2026-01-01
382 | BEMS | P0 | Hospital Shah Alam, Selangor | Jabatan Pediatrik | Unit Rawatan Rapi Neonatal (NICU) | Ophthalmoscopes/Otoscopes | DIAGNOSTIC SET NEONATAL | Diagnostic | Basic | 18-595 | 1 | KKM/JKN/HSA/10-05-01/H/15/428 | 2024.23 | 2024.23 |  | 2026-01-01
383 | BEMS | P0 | Hospital Shah Alam, Selangor | Jabatan Pediatrik | Unit Rawatan Rapi Neonatal (NICU) | Ophthalmoscopes/Otoscopes | DIAGNOSTIC SET NEONATAL | Diagnostic | Basic | 18-595 | 1 | KKM/JKN/HSA/10-05-01/H/15/429 | 2024.23 | 2024.23 |  | 2026-01-01
384 | BEMS | P0 | Hospital Shah Alam, Selangor | Jabatan Pediatrik | Unit Rawatan Rapi Neonatal (NICU) | Ophthalmoscopes/Otoscopes | DIAGNOSTIC SET NEONATAL | Diagnostic | Basic | 18-595 | 1 | KKM/JKN/HSA/10-05-01/H/15/430 | 2024.23 | 2024.23 |  | 2026-01-01
385 | BEMS | P0 | Hospital Shah Alam, Selangor | Jabatan Pediatrik | Unit Rawatan Rapi Neonatal (NICU) | Ophthalmoscopes/Otoscopes | DIAGNOSTIC SET NEONATAL | Diagnostic | Basic | 18-595 | 1 | KKM/JKN/HSA/10-05-01/H/15/431 | 2024.23 | 2024.23 |  | 2026-01-01
386 | BEMS | P0 | Hospital Shah Alam, Selangor | Jabatan Pembedahan Am | Unit Rawatan Perubatan Harian | Ophthalmoscopes/Otoscopes | DIAGNOSTIC SET ADULT | Diagnostic | Basic | 18-595 | 1 | KKM/JKN/HSA/10-05-01/R/15/7352 | 1459.33 | 1459.33 |  | 2026-01-01
387 | BEMS | P0 | Hospital Shah Alam, Selangor | Jabatan Pembedahan Am | Unit Rawatan Perubatan Harian | Ophthalmoscopes/Otoscopes | DIAGNOSTIC SET ADULT | Diagnostic | Basic | 18-595 | 1 | KKM/JKN/HSA/10-05-01/R/15/7353 | 1459.33 | 1459.33 |  | 2026-01-01
388 | BEMS | P0 | Hospital Shah Alam, Selangor | Jabatan Pembedahan Am | Unit Rawatan Pembedahan Harian | Ophthalmoscopes/Otoscopes | DIAGNOSTIC SET ADULT | Diagnostic | Basic | 18-595 | 1 | KKM/JKN/HSA/10-05-01/R/15/7354 | 1459.33 | 1459.33 |  | 2026-01-01
389 | BEMS | P0 | Hospital Shah Alam, Selangor | Unit Hemodialisis | Unit Hemodialisis | Ophthalmoscopes/Otoscopes | DIAGNOSTIC SET ADULT | Diagnostic | Basic | 18-595 | 1 | KKM/JKN/HSA/10-05-01/R/15/7355 | 1459.33 | 1459.33 |  | 2026-01-01
390 | BEMS | P0 | Hospital Shah Alam, Selangor | Unit Hemodialisis | Unit Hemodialisis | Ophthalmoscopes/Otoscopes | DIAGNOSTIC SET ADULT | Diagnostic | Basic | 18-595 | 1 | KKM/JKN/HSA/10-05-01/R/15/7356 | 1459.33 | 1459.33 |  | 2026-01-01
391 | BEMS | P0 | Hospital Shah Alam, Selangor | Jabatan Anestesiologi & Rawatan Kritikal | High Dependency Ward (HDW) | Ophthalmoscopes/Otoscopes | DIAGNOSTIC SET ADULT | Diagnostic | Basic | 18-595 | 1 | KKM/JKN/HSA/10-05-01/R/15/7357 | 1459.33 | 1459.33 |  | 2026-01-01
392 | BEMS | P0 | Hospital Shah Alam, Selangor | Jabatan Anestesiologi & Rawatan Kritikal | Unit Rawatan Rapi (ICU) | Ophthalmoscopes/Otoscopes | DIAGNOSTIC SET ADULT | Diagnostic | Basic | 18-595 | 1 | KKM/JKN/HSA/10-05-01/R/15/7358 | 1459.33 | 1459.33 |  | 2026-01-01
393 | BEMS | P0 | Hospital Shah Alam, Selangor | Jabatan Obstetrik & Ginekologi |  | Ophthalmoscopes/Otoscopes | DIAGNOSTIC SET ADULT | Diagnostic | Basic | 18-595 | 1 | KKM/JKN/HSA/10-05-01/R/15/7359 | 1459.33 | 1459.33 |  | 2026-01-01
394 | BEMS | P0 | Hospital Shah Alam, Selangor | Jabatan Perubatan Am | Klinik Perubatan | Ophthalmoscopes/Otoscopes | DIAGNOSTIC SET ADULT | Diagnostic | Basic | 18-595 | 1 | KKM/JKN/HSA/10-05-01/R/15/7360 | 1459.33 | 1459.33 |  | 2026-01-01
395 | BEMS | P0 | Hospital Shah Alam, Selangor | Jabatan Perubatan Am | Klinik Perubatan | Ophthalmoscopes/Otoscopes | DIAGNOSTIC SET ADULT | Diagnostic | Basic | 18-595 | 1 | KKM/JKN/HSA/10-05-01/R/15/7361 | 1459.33 | 1459.33 |  | 2026-01-01
396 | BEMS | P0 | Hospital Shah Alam, Selangor | Jabatan Perubatan Am | Klinik Perubatan | Ophthalmoscopes/Otoscopes | DIAGNOSTIC SET ADULT | Diagnostic | Basic | 18-595 | 1 | KKM/JKN/HSA/10-05-01/R/15/7362 | 1459.33 | 1459.33 |  | 2026-01-01
397 | BEMS | P0 | Hospital Shah Alam, Selangor | Jabatan Perubatan Am | Klinik Perubatan | Ophthalmoscopes/Otoscopes | DIAGNOSTIC SET ADULT | Diagnostic | Basic | 18-595 | 1 | KKM/JKN/HSA/10-05-01/R/15/7363 | 1459.33 | 1459.33 |  | 2026-01-01
398 | BEMS | P0 | Hospital Shah Alam, Selangor | Jabatan Perubatan Am | Klinik Perubatan | Ophthalmoscopes/Otoscopes | DIAGNOSTIC SET ADULT | Diagnostic | Basic | 18-595 | 1 | KKM/JKN/HSA/10-05-01/R/15/7364 | 1459.33 | 1459.33 |  | 2026-01-01
399 | BEMS | P0 | Hospital Shah Alam, Selangor | Jabatan Perubatan Am | Klinik Perubatan | Ophthalmoscopes/Otoscopes | DIAGNOSTIC SET ADULT | Diagnostic | Basic | 18-595 | 1 | KKM/JKN/HSA/10-05-01/R/15/7365 | 1459.33 | 1459.33 |  | 2026-01-01
400 | BEMS | P0 | Hospital Shah Alam, Selangor | Jabatan Perubatan Am | Klinik Perubatan | Ophthalmoscopes/Otoscopes | DIAGNOSTIC SET ADULT | Diagnostic | Basic | 18-595 | 1 | KKM/JKN/HSA/10-05-01/R/15/7366 | 1459.33 | 1459.33 |  | 2026-01-01
401 | BEMS | P0 | Hospital Shah Alam, Selangor | Jabatan Perubatan Am | Klinik Perubatan | Ophthalmoscopes/Otoscopes | DIAGNOSTIC SET ADULT | Diagnostic | Basic | 18-595 | 1 | KKM/JKN/HSA/10-05-01/R/15/7367 | 1459.33 | 1459.33 |  | 2026-01-01
402 | BEMS | P0 | Hospital Shah Alam, Selangor | Jabatan Perubatan Am | Klinik Perubatan | Ophthalmoscopes/Otoscopes | DIAGNOSTIC SET ADULT | Diagnostic | Basic | 18-595 | 1 | KKM/JKN/HSA/10-05-01/R/15/7368 | 1459.33 | 1459.33 |  | 2026-01-01
403 | BEMS | P0 | Hospital Shah Alam, Selangor | Jabatan Perubatan Am | Klinik Perubatan | Ophthalmoscopes/Otoscopes | DIAGNOSTIC SET ADULT | Diagnostic | Basic | 18-595 | 1 | KKM/JKN/HSA/10-05-01/R/15/7369 | 1459.33 | 1459.33 |  | 2026-01-01
404 | BEMS | P0 | Hospital Shah Alam, Selangor | Jabatan Ortopedik | Klinik Ortopedik | Ophthalmoscopes/Otoscopes | DIAGNOSTIC SET ADULT | Diagnostic | Basic | 18-595 | 1 | KKM/JKN/HSA/10-05-01/R/15/7370 | 1459.33 | 1459.33 |  | 2026-01-01
405 | BEMS | P0 | Hospital Shah Alam, Selangor | Jabatan Ortopedik | Klinik Ortopedik | Ophthalmoscopes/Otoscopes | DIAGNOSTIC SET ADULT | Diagnostic | Basic | 18-595 | 1 | KKM/JKN/HSA/10-05-01/R/15/7371 | 1459.33 | 1459.33 |  | 2026-01-01
406 | BEMS | P0 | Hospital Shah Alam, Selangor | Jabatan Ortopedik | Klinik Ortopedik | Ophthalmoscopes/Otoscopes | DIAGNOSTIC SET ADULT | Diagnostic | Basic | 18-595 | 1 | KKM/JKN/HSA/10-05-01/R/15/7372 | 1459.33 | 1459.33 |  | 2026-01-01
407 | BEMS | P0 | Hospital Shah Alam, Selangor | Jabatan Ortopedik | Klinik Ortopedik | Ophthalmoscopes/Otoscopes | DIAGNOSTIC SET ADULT | Diagnostic | Basic | 18-595 | 1 | KKM/JKN/HSA/10-05-01/R/15/7373 | 1459.33 | 1459.33 |  | 2026-01-01
408 | BEMS | P0 | Hospital Shah Alam, Selangor | Jabatan Ortopedik | Klinik Ortopedik | Ophthalmoscopes/Otoscopes | DIAGNOSTIC SET ADULT | Diagnostic | Basic | 18-595 | 1 | KKM/JKN/HSA/10-05-01/R/15/7374 | 1459.33 | 1459.33 |  | 2026-01-01
409 | BEMS | P0 | Hospital Shah Alam, Selangor | Jabatan Ortopedik | Klinik Ortopedik | Ophthalmoscopes/Otoscopes | DIAGNOSTIC SET ADULT | Diagnostic | Basic | 18-595 | 1 | KKM/JKN/HSA/10-05-01/R/15/7375 | 1459.33 | 1459.33 |  | 2026-01-01
410 | BEMS | P0 | Hospital Shah Alam, Selangor | Jabatan Ortopedik | Klinik Ortopedik | Ophthalmoscopes/Otoscopes | DIAGNOSTIC SET ADULT | Diagnostic | Basic | 18-595 | 1 | KKM/JKN/HSA/10-05-01/R/15/7376 | 1459.33 | 1459.33 |  | 2026-01-01
411 | BEMS | P0 | Hospital Shah Alam, Selangor | Jabatan Ortopedik | Klinik Ortopedik | Ophthalmoscopes/Otoscopes | DIAGNOSTIC SET ADULT | Diagnostic | Basic | 18-595 | 1 | KKM/JKN/HSA/10-05-01/R/15/7377 | 1459.33 | 1459.33 |  | 2026-01-01
412 | BEMS | P0 | Hospital Shah Alam, Selangor | Jabatan Bedah Mulut & Pergigian Pediatrik | Klinik Bedah Mulut & Klinik Pergigian Pediatrik | Ophthalmoscopes/Otoscopes | DIAGNOSTIC SET ADULT | Diagnostic | Basic | 18-595 | 1 | KKM/JKN/HSA/10-05-01/R/15/7379 | 1459.33 | 1459.33 |  | 2026-01-01
413 | BEMS | P0 | Hospital Shah Alam, Selangor | Jabatan Bedah Mulut & Pergigian Pediatrik | Klinik Bedah Mulut & Klinik Pergigian Pediatrik | Ophthalmoscopes/Otoscopes | DIAGNOSTIC SET ADULT | Diagnostic | Basic | 18-595 | 1 | KKM/JKN/HSA/10-05-01/R/15/7380 | 1459.33 | 1459.33 |  | 2026-01-01
414 | BEMS | P0 | Hospital Shah Alam, Selangor | Jabatan Bedah Mulut & Pergigian Pediatrik | Klinik Bedah Mulut & Klinik Pergigian Pediatrik | Ophthalmoscopes/Otoscopes | DIAGNOSTIC SET ADULT | Diagnostic | Basic | 18-595 | 1 | KKM/JKN/HSA/10-05-01/R/15/7381 | 1459.33 | 1459.33 |  | 2026-01-01
415 | BEMS | P0 | Hospital Shah Alam, Selangor | Jabatan Perubatan Am | Wad Perubatan Perempuan 10B | Ophthalmoscopes/Otoscopes | DIAGNOSTIC SET ADULT | Diagnostic | Basic | 18-595 | 1 | KKM/JKN/HSA/10-05-01/R/15/7395 | 1459.33 | 1459.33 |  | 2026-01-01
416 | BEMS | P0 | Hospital Shah Alam, Selangor | Jabatan Perubatan Am | Wad Perubatan Perempuan 10B | Ophthalmoscopes/Otoscopes | DIAGNOSTIC SET ADULT | Diagnostic | Basic | 18-595 | 1 | KKM/JKN/HSA/10-05-01/R/15/7396 | 1459.33 | 1459.33 |  | 2026-01-01
417 | BEMS | P0 | Hospital Shah Alam, Selangor | Jabatan Perubatan Am | Wad Perubatan Perempuan 10B | Ophthalmoscopes/Otoscopes | DIAGNOSTIC SET ADULT | Diagnostic | Basic | 18-595 | 1 | KKM/JKN/HSA/10-05-01/R/15/7397 | 1459.33 | 1459.33 |  | 2026-01-01
418 | BEMS | P0 | Hospital Shah Alam, Selangor | Jabatan Ortopedik | Wad Ortopedik | Ophthalmoscopes/Otoscopes | DIAGNOSTIC SET ADULT | Diagnostic | Basic | 18-595 | 1 | KKM/JKN/HSA/10-05-01/R/15/7398 | 1459.33 | 1459.33 |  | 2026-01-01
419 | BEMS | P0 | Hospital Shah Alam, Selangor | Jabatan Ortopedik | Wad Ortopedik | Ophthalmoscopes/Otoscopes | DIAGNOSTIC SET ADULT | Diagnostic | Basic | 18-595 | 1 | KKM/JKN/HSA/10-05-01/R/15/7399 | 1459.33 | 1459.33 |  | 2026-01-01
420 | BEMS | P0 | Hospital Shah Alam, Selangor | Jabatan Pembedahan Am | Wad Pembedahan Perempuan 9B | Ophthalmoscopes/Otoscopes | DIAGNOSTIC SET ADULT | Diagnostic | Basic | 18-595 | 1 | KKM/JKN/HSA/10-05-01/R/15/7400 | 1459.33 | 1459.33 |  | 2026-01-01
421 | BEMS | P0 | Hospital Shah Alam, Selangor | Jabatan Pembedahan Am | Wad Pembedahan Perempuan 9B | Ophthalmoscopes/Otoscopes | DIAGNOSTIC SET ADULT | Diagnostic | Basic | 18-595 | 1 | KKM/JKN/HSA/10-05-01/R/15/7401 | 1459.33 | 1459.33 |  | 2026-01-01
422 | BEMS | P0 | Hospital Shah Alam, Selangor | Jabatan Pembedahan Am | Wad Pembedahan Lelaki 9A | Ophthalmoscopes/Otoscopes | DIAGNOSTIC SET ADULT | Diagnostic | Basic | 18-595 | 1 | KKM/JKN/HSA/10-05-01/R/15/7402 | 1459.33 | 1459.33 |  | 2026-01-01
423 | BEMS | P0 | Hospital Shah Alam, Selangor | Jabatan Pembedahan Am | Wad Pembedahan Lelaki 9A | Ophthalmoscopes/Otoscopes | DIAGNOSTIC SET ADULT | Diagnostic | Basic | 18-595 | 1 | KKM/JKN/HSA/10-05-01/R/15/7403 | 1459.33 | 1459.33 |  | 2026-01-01
424 | BEMS | P0 | Hospital Shah Alam, Selangor | Jabatan Perubatan Am | Wad Eksekutif & VIP | Ophthalmoscopes/Otoscopes | DIAGNOSTIC SET ADULT | Diagnostic | Basic | 18-595 | 1 | KKM/JKN/HSA/10-05-01/R/15/7404 | 1459.33 | 1459.33 |  | 2026-01-01
425 | BEMS | P0 | Hospital Shah Alam, Selangor | Jabatan Perubatan Am | Wad Eksekutif & VIP | Ophthalmoscopes/Otoscopes | DIAGNOSTIC SET ADULT | Diagnostic | Basic | 18-595 | 1 | KKM/JKN/HSA/10-05-01/R/15/7405 | 1459.33 | 1459.33 |  | 2026-01-01
426 | BEMS | P0 | Hospital Shah Alam, Selangor | Jabatan Perubatan Am | Wad Eksekutif & VIP | Ophthalmoscopes/Otoscopes | DIAGNOSTIC SET ADULT | Diagnostic | Basic | 18-595 | 1 | KKM/JKN/HSA/10-05-01/R/15/7406 | 1459.33 | 1459.33 |  | 2026-01-01
427 | BEMS | P0 | Hospital Shah Alam, Selangor | Jabatan Kecemasan & Trauma | Jabatan Kecemasan & Trauma | Ophthalmoscopes/Otoscopes | DIAGNOSTIC SET ADULT | Diagnostic | Basic | 18-595 | 1 | KKM/JKN/HSA/10-05-01/R/15/17058 | 1820 | 1820 |  | 2026-01-01
428 | BEMS | P0 | Hospital Shah Alam, Selangor | Jabatan Kecemasan & Trauma | Jabatan Kecemasan & Trauma | Ophthalmoscopes/Otoscopes | DIAGNOSTIC SET ADULT | Diagnostic | Basic | 18-595 | 1 | KKM/JKN/HSA/10-05-01/R/15/17059 | 1820 | 1820 |  | 2026-01-01
429 | BEMS | P0 | Hospital Shah Alam, Selangor | Unit Kesihatan Awam/Pendidikan Kesihatan | Unit Kesihatan Awam/Pendidikan Kesihatan | Ophthalmoscopes/Otoscopes | DIAGNOSTIC SET ADULT | Diagnostic | Basic | 18-595 | 1 | KKM/JKN/HSA/10-05-01/R/15/17060 | 1820 | 1820 |  | 2026-01-01
430 | BEMS | P0 | Hospital Shah Alam, Selangor | Jabatan Kecemasan & Trauma | Jabatan Kecemasan & Trauma | Ophthalmoscopes/Otoscopes | DIAGNOSTIC SET ADULT | Diagnostic | Basic | 18-595 | 1 | KKM/JKN/HSA/10-05-01/R/15/17061 | 1820 | 1820 |  | 2026-01-01
431 | BEMS | P0 | Hospital Shah Alam, Selangor | Jabatan Kecemasan & Trauma | Jabatan Kecemasan & Trauma | Ophthalmoscopes/Otoscopes | DIAGNOSTIC SET ADULT | Diagnostic | Basic | 18-595 | 1 | KKM/JKN/HSA/10-05-01/R/15/17062 | 1820 | 1820 |  | 2026-01-01
432 | BEMS | P0 | Hospital Shah Alam, Selangor | Jabatan Perubatan Am | Wad Perubatan Lelaki 10A | Ophthalmoscopes/Otoscopes | DIAGNOSTIC SET ADULT | Diagnostic | Basic | 18-595 | 1 | KKM/JKN/HSA/10-05-01/R/15/17065 | 1820 | 1820 |  | 2026-01-01
433 | BEMS | P0 | Hospital Shah Alam, Selangor | Jabatan Perubatan Am | Wad Perubatan Lelaki 10A | Ophthalmoscopes/Otoscopes | DIAGNOSTIC SET ADULT | Diagnostic | Basic | 18-595 | 1 | KKM/JKN/HSA/10-05-01/R/15/17066 | 1820 | 1820 |  | 2026-01-01
434 | BEMS | P0 | Hospital Shah Alam, Selangor | Jabatan Perubatan Am | Wad Perubatan Lelaki 10A | Ophthalmoscopes/Otoscopes | DIAGNOSTIC SET ADULT | Diagnostic | Basic | 18-595 | 1 | KKM/JKN/HSA/10-05-01/R/15/17067 | 1820 | 1820 |  | 2026-01-01
435 | BEMS | P0 | Hospital Shah Alam, Selangor | Jabatan Pembedahan Am | Unit Rawatan Perubatan Harian | Ophthalmoscopes/Otoscopes | DIAGNOSTIC SET ADULT | Diagnostic | Basic | 18-595 | 1 | KKM/JKN/HSA/10-05-01/R/15/17068 | 1820 | 1820 |  | 2026-01-01
436 | BEMS | P0 | Hospital Shah Alam, Selangor | Jabatan Pembedahan Am | Unit Rawatan Perubatan Harian | Ophthalmoscopes/Otoscopes | DIAGNOSTIC SET ADULT | Diagnostic | Basic | 18-595 | 1 | KKM/JKN/HSA/10-05-01/R/15/17069 | 1820 | 1820 |  | 2026-01-01
437 | BEMS | P0 | Hospital Shah Alam, Selangor | Jabatan Obstetrik & Ginekologi | Dewan Bersalin (LDU) | Ophthalmoscopes/Otoscopes | DIAGNOSTIC SET ADULT | Diagnostic | Basic | 18-595 | 1 | KKM/JKN/HSA/10-05-01/R/15/17076 | 1820 | 1820 |  | 2026-01-01
438 | BEMS | P0 | Hospital Shah Alam, Selangor | Jabatan Perubatan Am | Wad Eksekutif & VIP | Ophthalmoscopes/Otoscopes | DIAGNOSTIC SET ADULT | Diagnostic | Basic | 18-595 | 1 | KKM/JKN/HSA/10-05-01/R/15/17087 | 1820 | 1820 |  | 2026-01-01
439 | BEMS | P0 | Hospital Shah Alam, Selangor | Jabatan Pembedahan Am | Unit Rawatan Pembedahan Harian | Ophthalmoscopes/Otoscopes | DIAGNOSTIC SET ADULT | Diagnostic | Basic | 18-595 | 1 | KKM/JKN/HSA/10-05-01/R/15/17088 | 1820 | 1820 |  | 2026-01-01
440 | BEMS | P0 | Hospital Shah Alam, Selangor | Jabatan Pembedahan Am | Unit Rawatan Pembedahan Harian | Ophthalmoscopes/Otoscopes | DIAGNOSTIC SET ADULT | Diagnostic | Basic | 18-595 | 1 | KKM/JKN/HSA/10-05-01/R/15/17089 | 1820 | 1820 |  | 2026-01-01
441 | BEMS | P0 | Hospital Shah Alam, Selangor | Jabatan Pembedahan Am | Unit Rawatan Pembedahan Harian | Ophthalmoscopes/Otoscopes | DIAGNOSTIC SET ADULT | Diagnostic | Basic | 18-595 | 1 | KKM/JKN/HSA/10-05-01/R/15/17090 | 1820 | 1820 |  | 2026-01-01
442 | BEMS | P0 | Hospital Shah Alam, Selangor | Jabatan Pembedahan Am | Unit Rawatan Pembedahan Harian | Ophthalmoscopes/Otoscopes | DIAGNOSTIC SET ADULT | Diagnostic | Basic | 18-595 | 1 | KKM/JKN/HSA/10-05-01/R/15/17091 | 1820 | 1820 |  | 2026-01-01
443 | BEMS | P0 | Hospital Shah Alam, Selangor | Jabatan Pembedahan Am | Unit Rawatan Pembedahan Harian | Ophthalmoscopes/Otoscopes | DIAGNOSTIC SET ADULT | Diagnostic | Basic | 18-595 | 1 | KKM/JKN/HSA/10-05-01/R/15/17092 | 1820 | 1820 |  | 2026-01-01
444 | BEMS | P0 | Hospital Shah Alam, Selangor | Jabatan Pembedahan Am | Unit Rawatan Pembedahan Harian | Ophthalmoscopes/Otoscopes | DIAGNOSTIC SET ADULT | Diagnostic | Basic | 18-595 | 1 | KKM/JKN/HSA/10-05-01/R/15/17093 | 1820 | 1820 |  | 2026-01-01
445 | BEMS | P0 | Hospital Shah Alam, Selangor | Jabatan Pembedahan Am | Unit Rawatan Pembedahan Harian | Ophthalmoscopes/Otoscopes | DIAGNOSTIC SET ADULT | Diagnostic | Basic | 18-595 | 1 | KKM/JKN/HSA/10-05-01/R/15/17094 | 1820 | 1820 |  | 2026-01-01
446 | BEMS | P0 | Hospital Shah Alam, Selangor | Jabatan Pembedahan Am | Klinik Pembedahan Am | Ophthalmoscopes/Otoscopes | DIAGNOSTIC SET ADULT | Diagnostic | Basic | 18-595 | 1 | KKM/JKN/HSA/10-05-01/R/15/17095 | 1820 | 1820 |  | 2026-01-01
447 | BEMS | P0 | Hospital Shah Alam, Selangor | Jabatan Anestesiologi & Rawatan Kritikal | High Dependency Ward (HDW) | Ophthalmoscopes/Otoscopes | DIAGNOSTIC SET ADULT | Diagnostic | Basic | 18-595 | 1 | KKM/JKN/HSA/10-05-01/R/15/17096 | 1820 | 1820 |  | 2026-01-01
448 | BEMS | P0 | Hospital Shah Alam, Selangor | Jabatan Anestesiologi & Rawatan Kritikal | Unit Rawatan Rapi (ICU) | Ophthalmoscopes/Otoscopes | DIAGNOSTIC SET ADULT | Diagnostic | Basic | 18-595 | 1 | KKM/JKN/HSA/10-05-01/R/15/17097 | 1820 | 1820 |  | 2026-01-01
449 | BEMS | P0 | Hospital Shah Alam, Selangor | Jabatan Ortopedik | Wad Ortopedik | Ophthalmoscopes/Otoscopes | DIAGNOSTIC SET ADULT | Diagnostic | Basic | 18-595 | 1 | KKM/JKN/HSA/10-05-01/R/15/17098 | 1820 | 1820 |  | 2026-01-01
450 | BEMS | P0 | Hospital Shah Alam, Selangor | Jabatan Ortopedik | Wad Ortopedik | Ophthalmoscopes/Otoscopes | DIAGNOSTIC SET ADULT | Diagnostic | Basic | 18-595 | 1 | KKM/JKN/HSA/10-05-01/R/15/17099 | 1820 | 1820 |  | 2026-01-01
451 | BEMS | P0 | Hospital Shah Alam, Selangor | Jabatan Pembedahan Am | Klinik Pembedahan Am | Ophthalmoscopes/Otoscopes | DIAGNOSTIC SET ADULT | Diagnostic | Basic | 18-595 | 1 | KKM/JKN/HSA/10-05-01/R/15/17256 | 1820 | 1820 |  | 2026-01-01
452 | BEMS | P0 | Hospital Shah Alam, Selangor | Jabatan Pembedahan Am | Klinik Pembedahan Am | Ophthalmoscopes/Otoscopes | DIAGNOSTIC SET ADULT | Diagnostic | Basic | 18-595 | 1 | KKM/JKN/HSA/10-05-01/R/15/17257 | 1820 | 1820 |  | 2026-01-01
453 | BEMS | P0 | Hospital Shah Alam, Selangor | Jabatan Pembedahan Am | Klinik Pembedahan Am | Ophthalmoscopes/Otoscopes | DIAGNOSTIC SET ADULT | Diagnostic | Basic | 18-595 | 1 | KKM/JKN/HSA/10-05-01/R/15/17258 | 1820 | 1820 |  | 2026-01-01
454 | BEMS | P0 | Hospital Shah Alam, Selangor | Jabatan Kecemasan & Trauma | Jabatan Kecemasan & Trauma | Ophthalmoscopes/Otoscopes | DIAGNOSTIC SET RECHARGABLE WALL MTD | Diagnostic | Basic | 18-595 | 1 | KKM/JKN/HSA/10-05-01/H/15/4908 | 5220.15 | 5220.15 |  | 2026-01-01
455 | BEMS | P0 | Hospital Shah Alam, Selangor | Jabatan Kecemasan & Trauma | Jabatan Kecemasan & Trauma | Ophthalmoscopes/Otoscopes | DIAGNOSTIC SET RECHARGABLE WALL MTD | Diagnostic | Basic | 18-595 | 1 | KKM/JKN/HSA/10-05-01/H/15/4909 | 5220.15 | 5220.15 |  | 2026-01-01
456 | BEMS | P0 | Hospital Shah Alam, Selangor | Jabatan Kecemasan & Trauma | Jabatan Kecemasan & Trauma | Ophthalmoscopes/Otoscopes | DIAGNOSTIC SET RECHARGABLE WALL MTD | Diagnostic | Basic | 18-595 | 1 | KKM/JKN/HSA/10-05-01/H/15/4910 | 5220.15 | 5220.15 |  | 2026-01-01
457 | BEMS | P0 | Hospital Shah Alam, Selangor | Jabatan Kecemasan & Trauma | Jabatan Kecemasan & Trauma | Ophthalmoscopes/Otoscopes | DIAGNOSTIC SET RECHARGABLE WALL MTD | Diagnostic | Basic | 18-595 | 1 | KKM/JKN/HSA/10-05-01/H/15/4911 | 5220.15 | 5220.15 |  | 2026-01-01
458 | BEMS | P0 | Hospital Shah Alam, Selangor | Jabatan Kecemasan & Trauma | Jabatan Kecemasan & Trauma | Ophthalmoscopes/Otoscopes | DIAGNOSTIC SET RECHARGABLE WALL MTD | Diagnostic | Basic | 18-595 | 1 | KKM/JKN/HSA/10-05-01/H/15/4912 | 5220.15 | 5220.15 |  | 2026-01-01
459 | BEMS | P0 | Hospital Shah Alam, Selangor | Jabatan Kecemasan & Trauma | Jabatan Kecemasan & Trauma | Ophthalmoscopes/Otoscopes | DIAGNOSTIC SET RECHARGABLE WALL MTD | Diagnostic | Basic | 18-595 | 1 | KKM/JKN/HSA/10-05-01/H/15/5002 | 5220.15 | 5220.15 |  | 2026-01-01
460 | BEMS | P0 | Hospital Shah Alam, Selangor | Jabatan Kecemasan & Trauma | Jabatan Kecemasan & Trauma | Ophthalmoscopes/Otoscopes | DIAGNOSTIC SET RECHARGABLE WALL MTD | Diagnostic | Basic | 18-595 | 1 | KKM/JKN/HSA/10-05-01/H/15/5003 | 5220.15 | 5220.15 |  | 2026-01-01
461 | BEMS | P0 | Hospital Shah Alam, Selangor | Jabatan Oftalmologi | Klinik Oftalmologi | Lensometers | FOCIMETER | Diagnostic | Intermediate | 12-326 | 1 | KKM/JKN/HSA/10-05-01/H/15/4125 | 5500 | 5500 |  | 2026-01-01
462 | BEMS | P0 | Hospital Shah Alam, Selangor | Jabatan Oftalmologi | Klinik Oftalmologi | Lensometers | FOCIMETER | Diagnostic | Intermediate | 12-326 | 1 | KKM/JKN/HSA/10-05-01/H/15/4126 | 5500 | 5500 |  | 2026-01-01
463 | BEMS | P0 | Hospital Shah Alam, Selangor | Jabatan Oftalmologi | Klinik Oftalmologi | Tonometers, Ophthalmic | TONOMETER | Diagnostic | Intermediate | 16-809 | 1 | KKM/JKN/HSA/10-05-01/H/15/4345 | 39000 | 39000 |  | 2026-01-01
464 | BEMS | P0 | Hospital Shah Alam, Selangor | Jabatan Oftalmologi | Klinik Oftalmologi | Refractors, Ophthalmologic | KERATOMETER | Diagnostic | Intermediate | 13-313 | 1 | KKM/JKN/HSA/10-05-01/H/15/4343 | 10400 | 10400 |  | 2026-01-01
465 | BEMS | P0 | Hospital Shah Alam, Selangor | Jabatan Oftalmologi | Klinik Oftalmologi | Refractors, Ophthalmologic | KERATOMETER | Diagnostic | Intermediate | 13-313 | 1 | KKM/JKN/HSA/10-05-01/H/15/4344 | 10400 | 10400 |  | 2026-01-01
466 | BEMS | P0 | Hospital Shah Alam, Selangor | Jabatan Oftalmologi | Klinik Oftalmologi | Charts, Eye, Visual Acuity | LOG MAR CHART FOR DISTANCE IN SET | Diagnostic | Basic | 16-800 | 1 | KKM/JKN/HSA/10-05-01/H/15/4142 | 10000 | 10000 |  | 2026-01-01
467 | BEMS | P0 | Hospital Shah Alam, Selangor | Jabatan Oftalmologi | Klinik Oftalmologi | Refractors, Ophthalmologic | HAND HELD AUTO KERATOMETER | Diagnostic | Intermediate | 13-313 | 1 | KKM/JKN/HSA/10-05-01/H/15/2052 | 38000 | 38000 |  | 2026-01-01
468 | BEMS | P0 | Hospital Shah Alam, Selangor | Jabatan Oftalmologi | Klinik Oftalmologi | Refractors, Ophthalmologic | HAND HELD AUTO KERATOMETER | Diagnostic | Intermediate | 13-313 | 1 | KKM/JKN/HSA/10-05-01/H/15/2053 | 38000 | 38000 |  | 2026-01-01
469 | BEMS | P0 | Hospital Shah Alam, Selangor | Jabatan Oftalmologi | Klinik Oftalmologi | Projectors, chart eye | PROJECTOR AUTO CHART | Diagnostic | Basic | 16-890 | 1 | KKM/JKN/HSA/10-05-01/H/15/2073 | 5000 | 5000 |  | 2026-01-01
470 | BEMS | P0 | Hospital Shah Alam, Selangor | Jabatan Oftalmologi | Klinik Oftalmologi | Projectors, chart eye | PROJECTOR AUTO CHART | Diagnostic | Basic | 16-890 | 1 | KKM/JKN/HSA/10-05-01/H/15/2074 | 5000 | 5000 |  | 2026-01-01
471 | BEMS | P0 | Hospital Shah Alam, Selangor | Jabatan Oftalmologi | Klinik Oftalmologi | Projectors, chart eye | PROJECTOR AUTO CHART | Diagnostic | Basic | 16-890 | 1 | KKM/JKN/HSA/10-05-01/H/15/2075 | 5000 | 5000 |  | 2026-01-01
472 | BEMS | P0 | Hospital Shah Alam, Selangor | Jabatan Oftalmologi | Klinik Oftalmologi | Projectors, chart eye | PROJECTOR AUTO CHART | Diagnostic | Basic | 16-890 | 1 | KKM/JKN/HSA/10-05-01/H/15/2076 | 5000 | 5000 |  | 2026-01-01
473 | BEMS | P0 | Hospital Shah Alam, Selangor | Jabatan Oftalmologi | Klinik Oftalmologi | Projectors, chart eye | PROJECTOR AUTO CHART | Diagnostic | Basic | 16-890 | 1 | KKM/JKN/HSA/10-05-01/H/15/2077 | 5000 | 5000 |  | 2026-01-01
474 | BEMS | P0 | Hospital Shah Alam, Selangor | Jabatan Oftalmologi | Klinik Oftalmologi | Projectors, chart eye | PROJECTOR AUTO CHART | Diagnostic | Basic | 16-890 | 1 | KKM/JKN/HSA/10-05-01/H/15/2081 | 5000 | 5000 |  | 2026-01-01
475 | BEMS | P0 | Hospital Shah Alam, Selangor | Jabatan Oftalmologi | Klinik Oftalmologi | Projectors, chart eye | PROJECTOR AUTO CHART | Diagnostic | Basic | 16-890 | 1 | KKM/JKN/HSA/10-05-01/H/15/2082 | 5000 | 5000 |  | 2026-01-01
476 | BEMS | P0 | Hospital Shah Alam, Selangor | Jabatan Oftalmologi | Klinik Oftalmologi | Projectors, chart eye | PROJECTOR AUTO CHART | Diagnostic | Basic | 16-890 | 1 | KKM/JKN/HSA/10-05-01/H/15/2083 | 5000 | 5000 |  | 2026-01-01
477 | BEMS | P0 | Hospital Shah Alam, Selangor | Jabatan Kecemasan & Trauma | Jabatan Kecemasan & Trauma | Testers, Pulp | TESTER PULP | Therapeutic | Basic | 13-187 | 1 | KKM/JKN/HSA/10-05-01/R/15/7125 | 1000 | 1000 |  | 2026-01-01
478 | BEMS | P0 | Hospital Shah Alam, Selangor | Jabatan Bedah Mulut & Pergigian Pediatrik | Klinik Bedah Mulut & Klinik Pergigian Pediatrik | Testers, Pulp | TESTER PULP | Therapeutic | Basic | 13-187 | 1 | KKM/JKN/HSA/10-05-01/R/15/7126 | 1000 | 1000 |  | 2026-01-01
479 | BEMS | P0 | Hospital Shah Alam, Selangor | Jabatan Bedah Mulut & Pergigian Pediatrik | Klinik Bedah Mulut & Klinik Pergigian Pediatrik | Testers, Pulp | TESTER PULP | Therapeutic | Basic | 13-187 | 1 | KKM/JKN/HSA/10-05-01/R/15/7127 | 1000 | 1000 |  | 2026-01-01
480 | BEMS | P0 | Hospital Shah Alam, Selangor | Jabatan Bedah Mulut & Pergigian Pediatrik | Klinik Bedah Mulut & Klinik Pergigian Pediatrik | Testers, Pulp | TESTER PULP | Therapeutic | Basic | 13-187 | 1 | KKM/JKN/HSA/10-05-01/R/15/7128 | 1000 | 1000 |  | 2026-01-01
481 | BEMS | P0 | Hospital Shah Alam, Selangor | Jabatan Bedah Mulut & Pergigian Pediatrik | Klinik Bedah Mulut & Klinik Pergigian Pediatrik | Testers, Pulp | TESTER PULP | Therapeutic | Basic | 13-187 | 1 | KKM/JKN/HSA/10-05-01/R/15/7129 | 1000 | 1000 |  | 2026-01-01
482 | BEMS | P0 | Hospital Shah Alam, Selangor | Jabatan Bedah Mulut & Pergigian Pediatrik | Klinik Bedah Mulut & Klinik Pergigian Pediatrik | Testers, Pulp | TESTER PULP | Therapeutic | Basic | 13-187 | 1 | KKM/JKN/HSA/10-05-01/R/15/7130 | 1000 | 1000 |  | 2026-01-01
483 | BEMS | P0 | Hospital Shah Alam, Selangor | Jabatan Bedah Mulut & Pergigian Pediatrik | Klinik Bedah Mulut & Klinik Pergigian Pediatrik | Testers, Pulp | TESTER PULP | Therapeutic | Basic | 13-187 | 1 | KKM/JKN/HSA/10-05-01/R/15/7131 | 1000 | 1000 |  | 2026-01-01
484 | BEMS | P0 | Hospital Shah Alam, Selangor | Jabatan Bedah Mulut & Pergigian Pediatrik | Klinik Bedah Mulut & Klinik Pergigian Pediatrik | Testers, Pulp | TESTER PULP | Therapeutic | Basic | 13-187 | 1 | KKM/JKN/HSA/10-05-01/R/15/7132 | 1000 | 1000 |  | 2026-01-01
485 | BEMS | P0 | Hospital Shah Alam, Selangor | Jabatan Bedah Mulut & Pergigian Pediatrik | Klinik Bedah Mulut & Klinik Pergigian Pediatrik | Testers, Pulp | TESTER PULP | Therapeutic | Basic | 13-187 | 1 | KKM/JKN/HSA/10-05-01/R/15/7133 | 1000 | 1000 |  | 2026-01-01
486 | BEMS | P0 | Hospital Shah Alam, Selangor | Jabatan Bedah Mulut & Pergigian Pediatrik | Klinik Bedah Mulut & Klinik Pergigian Pediatrik | Testers, Pulp | TESTER PULP | Therapeutic | Basic | 13-187 | 1 | KKM/JKN/HSA/10-05-01/R/15/7134 | 1000 | 1000 |  | 2026-01-01
487 | BEMS | P0 | Hospital Shah Alam, Selangor | Jabatan Bedah Mulut & Pergigian Pediatrik | Klinik Bedah Mulut & Klinik Pergigian Pediatrik | Testers, Pulp | TESTER PULP | Therapeutic | Basic | 13-187 | 1 | KKM/JKN/HSA/10-05-01/R/15/7135 | 1000 | 1000 |  | 2026-01-01
488 | BEMS | P0 | Hospital Shah Alam, Selangor | Jabatan Pembedahan Am | Unit Rawatan Perubatan Harian | Washers, Flexible Endoscope | DISINFECTOR MANUAL | Therapeutic | Intermediate | 15-999 | 1 | KKM/JKN/HSA/10-05-01/H/15/452 | 6620 | 6620 |  | 2026-01-01
489 | BEMS | P0 | Hospital Shah Alam, Selangor | Jabatan Pembedahan Am | Unit Rawatan Perubatan Harian | Washers, Flexible Endoscope | DISINFECTOR MANUAL | Therapeutic | Intermediate | 15-999 | 1 | KKM/JKN/HSA/10-05-01/H/15/454 | 6620 | 6620 |  | 2026-01-01
490 | BEMS | P0 | Hospital Shah Alam, Selangor | Jabatan Patologi | Jabatan Patologi | View Boxes, Ultraviolet | BOX UV | Laboratory | Basic | 16-281 | 1 | KKM/JKN/HSA/10-05-01/R/15/15051 | 1940 | 1940 |  | 2026-01-01
491 | BEMS | P0 | Hospital Shah Alam, Selangor | Jabatan Obstetrik & Ginekologi | Dewan Bersalin (LDU) | Warming Units, Patient, Radiant, Infant, Mobile | RADIENT HEAT UNIT FREESTANDING | Therapeutic | Basic | 17-433 | 1 | KKM/JKN/HSA/10-05-01/H/15/523 | 10000 | 10000 |  | 2026-01-01
492 | BEMS | P0 | Hospital Shah Alam, Selangor | Jabatan Obstetrik & Ginekologi | Dewan Bersalin (LDU) | Warming Units, Patient, Radiant, Infant, Mobile | RADIENT HEAT UNIT FREESTANDING | Therapeutic | Basic | 17-433 | 1 | KKM/JKN/HSA/10-05-01/H/15/524 | 10000 | 10000 |  | 2026-01-01
493 | BEMS | P0 | Hospital Shah Alam, Selangor | Jabatan Obstetrik & Ginekologi | Dewan Bersalin (LDU) | Warming Units, Patient, Radiant, Infant, Mobile | RADIENT HEAT UNIT FREESTANDING | Therapeutic | Basic | 17-433 | 1 | KKM/JKN/HSA/10-05-01/H/15/525 | 10000 | 10000 |  | 2026-01-01
494 | BEMS | P0 | Hospital Shah Alam, Selangor | Jabatan Obstetrik & Ginekologi | Dewan Bersalin (LDU) | Warming Units, Patient, Radiant, Infant, Mobile | RADIENT HEAT UNIT FREESTANDING | Therapeutic | Basic | 17-433 | 1 | KKM/JKN/HSA/10-05-01/H/15/526 | 10000 | 10000 |  | 2026-01-01
495 | BEMS | P0 | Hospital Shah Alam, Selangor | Jabatan Obstetrik & Ginekologi | Dewan Bersalin (LDU) | Warming Units, Patient, Radiant, Infant, Mobile | RADIENT HEAT UNIT FREESTANDING | Therapeutic | Basic | 17-433 | 1 | KKM/JKN/HSA/10-05-01/H/15/527 | 10000 | 10000 |  | 2026-01-01
496 | BEMS | P0 | Hospital Shah Alam, Selangor | Jabatan Obstetrik & Ginekologi | Dewan Bersalin (LDU) | Warming Units, Patient, Radiant, Infant, Mobile | RADIENT HEAT UNIT FREESTANDING | Therapeutic | Basic | 17-433 | 1 | KKM/JKN/HSA/10-05-01/H/15/528 | 10000 | 10000 |  | 2026-01-01
497 | BEMS | P0 | Hospital Shah Alam, Selangor | Jabatan Obstetrik & Ginekologi | Dewan Bersalin (LDU) | Warming Units, Patient, Radiant, Infant, Mobile | RADIENT HEAT UNIT FREESTANDING | Therapeutic | Basic | 17-433 | 1 | KKM/JKN/HSA/10-05-01/H/15/529 | 10000 | 10000 |  | 2026-01-01
498 | BEMS | P0 | Hospital Shah Alam, Selangor | Jabatan Obstetrik & Ginekologi | Dewan Bersalin (LDU) | Warming Units, Patient, Radiant, Infant, Mobile | RADIENT HEAT UNIT FREESTANDING | Therapeutic | Basic | 17-433 | 1 | KKM/JKN/HSA/10-05-01/H/15/530 | 10000 | 10000 |  | 2026-01-01
499 | BEMS | P0 | Hospital Shah Alam, Selangor | Jabatan Obstetrik & Ginekologi | Dewan Bersalin (LDU) | Warming Units, Patient, Radiant, Infant, Mobile | RADIENT HEAT UNIT FREESTANDING | Therapeutic | Basic | 17-433 | 1 | KKM/JKN/HSA/10-05-01/H/15/531 | 10000 | 10000 |  | 2026-01-01
500 | BEMS | P0 | Hospital Shah Alam, Selangor | Jabatan Obstetrik & Ginekologi | Dewan Bersalin (LDU) | Warming Units, Patient, Radiant, Infant, Mobile | RADIENT HEAT UNIT FREESTANDING | Therapeutic | Basic | 17-433 | 1 | KKM/JKN/HSA/10-05-01/H/15/532 | 10000 | 10000 |  | 2026-01-01
501 | BEMS | P0 | Hospital Shah Alam, Selangor | Jabatan Obstetrik & Ginekologi | Dewan Bersalin (LDU) | Warming Units, Patient, Radiant, Infant, Mobile | RADIENT HEAT UNIT FREESTANDING | Therapeutic | Basic | 17-433 | 1 | KKM/JKN/HSA/10-05-01/H/15/533 | 10000 | 10000 |  | 2026-01-01
502 | BEMS | P0 | Hospital Shah Alam, Selangor | Jabatan Obstetrik & Ginekologi | Dewan Bersalin (LDU) | Warming Units, Patient, Radiant, Infant, Mobile | RADIENT HEAT UNIT FREESTANDING | Therapeutic | Basic | 17-433 | 1 | KKM/JKN/HSA/10-05-01/H/15/534 | 10000 | 10000 |  | 2026-01-01
503 | BEMS | P0 | Hospital Shah Alam, Selangor | Jabatan Obstetrik & Ginekologi | Dewan Bersalin (LDU) | Warming Units, Patient, Radiant, Infant, Mobile | RADIENT HEAT UNIT FREESTANDING | Therapeutic | Basic | 17-433 | 1 | KKM/JKN/HSA/10-05-01/H/15/535 | 10000 | 10000 |  | 2026-01-01
504 | BEMS | P0 | Hospital Shah Alam, Selangor | Jabatan Obstetrik & Ginekologi | Dewan Bersalin (LDU) | Warming Units, Patient, Radiant, Infant, Mobile | RADIENT HEAT UNIT FREESTANDING | Therapeutic | Basic | 17-433 | 1 | KKM/JKN/HSA/10-05-01/H/15/536 | 10000 | 10000 |  | 2026-01-01
505 | BEMS | P0 | Hospital Shah Alam, Selangor | Jabatan Obstetrik & Ginekologi | Dewan Bersalin (LDU) | Warming Units, Patient, Radiant, Infant, Mobile | RADIENT HEAT UNIT FREESTANDING | Therapeutic | Basic | 17-433 | 1 | KKM/JKN/HSA/10-05-01/H/15/537 | 10000 | 10000 |  | 2026-01-01
506 | BEMS | P0 | Hospital Shah Alam, Selangor | Jabatan Obstetrik & Ginekologi | Dewan Bersalin (LDU) | Warming Units, Patient, Radiant, Infant, Mobile | RADIENT HEAT UNIT FREESTANDING | Therapeutic | Basic | 17-433 | 1 | KKM/JKN/HSA/10-05-01/H/15/538 | 10000 | 10000 |  | 2026-01-01
507 | BEMS | P0 | Hospital Shah Alam, Selangor | Jabatan Obstetrik & Ginekologi | Dewan Bersalin (LDU) | Warming Units, Patient, Radiant, Infant, Mobile | RADIENT HEAT UNIT FREESTANDING | Therapeutic | Basic | 17-433 | 1 | KKM/JKN/HSA/10-05-01/H/15/539 | 10000 | 10000 |  | 2026-01-01
508 | BEMS | P0 | Hospital Shah Alam, Selangor | Jabatan Obstetrik & Ginekologi | Dewan Bersalin (LDU) | Warming Units, Patient, Radiant, Infant, Mobile | RADIENT HEAT UNIT FREESTANDING | Therapeutic | Basic | 17-433 | 1 | KKM/JKN/HSA/10-05-01/H/15/540 | 10000 | 10000 |  | 2026-01-01
509 | BEMS | P0 | Hospital Shah Alam, Selangor | Jabatan Obstetrik & Ginekologi | Dewan Bersalin (LDU) | Warming Units, Patient, Radiant, Infant, Mobile | RADIENT HEAT UNIT FREESTANDING | Therapeutic | Basic | 17-433 | 1 | KKM/JKN/HSA/10-05-01/H/15/541 | 10000 | 10000 |  | 2026-01-01
510 | BEMS | P0 | Hospital Shah Alam, Selangor | Jabatan Obstetrik & Ginekologi | Dewan Bersalin (LDU) | Warming Units, Patient, Radiant, Infant, Mobile | RADIENT HEAT UNIT FREESTANDING | Therapeutic | Basic | 17-433 | 1 | KKM/JKN/HSA/10-05-01/H/15/542 | 10000 | 10000 |  | 2026-01-01
511 | BEMS | P0 | Hospital Shah Alam, Selangor | Jabatan Pediatrik | Unit Rawatan Rapi Neonatal (NICU) | Warming Units, Patient, Radiant, Infant, Mobile | RADIENT HEAT UNIT FREESTANDING | Therapeutic | Basic | 17-433 | 1 | KKM/JKN/HSA/10-05-01/H/15/543 | 10000 | 10000 |  | 2026-01-01
512 | BEMS | P0 | Hospital Shah Alam, Selangor | Jabatan Pediatrik | Unit Rawatan Rapi Neonatal (NICU) | Warming Units, Patient, Radiant, Infant, Mobile | RADIENT HEAT UNIT FREESTANDING | Therapeutic | Basic | 17-433 | 1 | KKM/JKN/HSA/10-05-01/H/15/544 | 10000 | 10000 |  | 2026-01-01
513 | BEMS | P0 | Hospital Shah Alam, Selangor | Jabatan Pediatrik | Unit Rawatan Rapi Neonatal (NICU) | Warming Units, Patient, Radiant, Infant, Mobile | RADIENT HEAT UNIT FREESTANDING | Therapeutic | Basic | 17-433 | 1 | KKM/JKN/HSA/10-05-01/H/15/545 | 10000 | 10000 |  | 2026-01-01
514 | BEMS | P0 | Hospital Shah Alam, Selangor | Jabatan Pediatrik | Unit Rawatan Rapi Neonatal (NICU) | Warming Units, Patient, Radiant, Infant, Mobile | RADIENT HEAT UNIT FREESTANDING | Therapeutic | Basic | 17-433 | 1 | KKM/JKN/HSA/10-05-01/H/15/546 | 10000 | 10000 |  | 2026-01-01
515 | BEMS | P0 | Hospital Shah Alam, Selangor | Jabatan Pediatrik | Unit Rawatan Rapi Neonatal (NICU) | Warming Units, Patient, Radiant, Infant, Mobile | RADIENT HEAT UNIT FREESTANDING | Therapeutic | Basic | 17-433 | 1 | KKM/JKN/HSA/10-05-01/H/15/547 | 10000 | 10000 |  | 2026-01-01
516 | BEMS | P0 | Hospital Shah Alam, Selangor | Jabatan Pediatrik | Unit Rawatan Rapi Neonatal (NICU) | Warming Units, Patient, Radiant, Infant, Mobile | RADIENT HEAT UNIT FREESTANDING | Therapeutic | Basic | 17-433 | 1 | KKM/JKN/HSA/10-05-01/H/15/548 | 10000 | 10000 |  | 2026-01-01
517 | BEMS | P0 | Hospital Shah Alam, Selangor | Jabatan Pediatrik | Unit Rawatan Rapi Neonatal (NICU) | Warming Units, Patient, Radiant, Infant, Mobile | RADIENT HEAT UNIT FREESTANDING | Therapeutic | Basic | 17-433 | 1 | KKM/JKN/HSA/10-05-01/H/15/549 | 10000 | 10000 |  | 2026-01-01
518 | BEMS | P0 | Hospital Shah Alam, Selangor | Jabatan Obstetrik & Ginekologi | Wad Obstetrik & Ginekologi 8B | Warming Units, Patient, Radiant, Infant, Mobile | RADIENT HEAT UNIT FREESTANDING | Therapeutic | Basic | 17-433 | 1 | KKM/JKN/HSA/10-05-01/H/15/550 | 10000 | 10000 |  | 2026-01-01
519 | BEMS | P0 | Hospital Shah Alam, Selangor | Jabatan Obstetrik & Ginekologi | Wad Obstetrik & Ginekologi 8B | Warming Units, Patient, Radiant, Infant, Mobile | RADIENT HEAT UNIT FREESTANDING | Therapeutic | Basic | 17-433 | 1 | KKM/JKN/HSA/10-05-01/H/15/551 | 10000 | 10000 |  | 2026-01-01
520 | BEMS | P0 | Hospital Shah Alam, Selangor | Jabatan Obstetrik & Ginekologi | Wad Obstetrik & Ginekologi 8A | Warming Units, Patient, Radiant, Infant, Mobile | RADIENT HEAT UNIT FREESTANDING | Therapeutic | Basic | 17-433 | 1 | KKM/JKN/HSA/10-05-01/H/15/552 | 10000 | 10000 |  | 2026-01-01
521 | BEMS | P0 | Hospital Shah Alam, Selangor | Jabatan Obstetrik & Ginekologi | Wad Obstetrik & Ginekologi 8A | Warming Units, Patient, Radiant, Infant, Mobile | RADIENT HEAT UNIT FREESTANDING | Therapeutic | Basic | 17-433 | 1 | KKM/JKN/HSA/10-05-01/H/15/553 | 10000 | 10000 |  | 2026-01-01
522 | BEMS | P0 | Hospital Shah Alam, Selangor | Jabatan Otorinolaringologi (ORL) | Klinik Otorinolaringologi (ORL) | Microscopes, Light, Operating | MICROSCOPE DIAGNOSTIC, (ENT), MOBILE | Diagnostic | Intermediate | 12-539 | 1 | KKM/JKN/HSA/10-05-01/H/15/2740 | 65000 | 65000 |  | 2026-01-01
523 | BEMS | P0 | Hospital Shah Alam, Selangor | Jabatan Otorinolaringologi (ORL) | Klinik Otorinolaringologi (ORL) | Microscopes, Light, Operating | MICROSCOPE DIAGNOSTIC, (ENT), MOBILE | Diagnostic | Intermediate | 12-539 | 1 | KKM/JKN/HSA/10-05-01/H/15/2741 | 65000 | 65000 |  | 2026-01-01
524 | BEMS | P0 | Hospital Shah Alam, Selangor | Jabatan Otorinolaringologi (ORL) | Klinik Otorinolaringologi (ORL) | Microscopes, Light, Operating | MICROSCOPE DIAGNOSTIC, (ENT), MOBILE | Diagnostic | Intermediate | 12-539 | 1 | KKM/JKN/HSA/10-05-01/H/15/2742 | 65000 | 65000 |  | 2026-01-01
525 | BEMS | P0 | Hospital Shah Alam, Selangor | Jabatan Otorinolaringologi (ORL) | Dewan Bedah Utama (GOT) | Microscopes, Light, Operating | MICROSCOPE OPERATING, (ENT) | Diagnostic | Intermediate | 12-539 | 1 | KKM/JKN/HSA/10-05-01/H/15/1166 | 265900 | 265900 |  | 2026-01-01
526 | BEMS | P0 | Hospital Shah Alam, Selangor | Jabatan Oftalmologi | Klinik Oftalmologi | Microscopes, Light, Examination, Ophthalmology | MICROSCOPE OPERATING, (OPHTHALM), CLINIC | Diagnostic | Intermediate | 12-537 | 1 | KKM/JKN/HSA/10-05-01/H/15/1165 | 55000 | 55000 |  | 2026-01-01
527 | BEMS | P0 | Hospital Shah Alam, Selangor | Jabatan Kecemasan & Trauma | Jabatan Kecemasan & Trauma | Physiologic Monitoring Systems, Acute Care | MONITOR 4 CH, ECG/RR/NIBP/SPO2/TEMP | Diagnostic | Intermediate | 12-647 | 1 | KKM/JKN/HSA/10-05-01/H/15/2084 | 9000 | 9000 |  | 2026-01-01
528 | BEMS | P0 | Hospital Shah Alam, Selangor | Jabatan Kecemasan & Trauma | Jabatan Kecemasan & Trauma | Physiologic Monitoring Systems, Acute Care | MONITOR 4 CH, ECG/RR/NIBP/SPO2/TEMP | Diagnostic | Intermediate | 12-647 | 1 | KKM/JKN/HSA/10-05-01/H/15/2085 | 9000 | 9000 |  | 2026-01-01
529 | BEMS | P0 | Hospital Shah Alam, Selangor | Jabatan Kecemasan & Trauma | Jabatan Kecemasan & Trauma | Physiologic Monitoring Systems, Acute Care | MONITOR 4 CH, ECG/RR/NIBP/SPO2/TEMP | Diagnostic | Intermediate | 12-647 | 1 | KKM/JKN/HSA/10-05-01/H/15/2086 | 9000 | 9000 |  | 2026-01-01
530 | BEMS | P0 | Hospital Shah Alam, Selangor | Jabatan Kecemasan & Trauma | Jabatan Kecemasan & Trauma | Physiologic Monitoring Systems, Acute Care | MONITOR 4 CH, ECG/RR/NIBP/SPO2/TEMP | Diagnostic | Intermediate | 12-647 | 1 | KKM/JKN/HSA/10-05-01/H/15/2087 | 9000 | 9000 |  | 2026-01-01
531 | BEMS | P0 | Hospital Shah Alam, Selangor | Jabatan Kecemasan & Trauma | Jabatan Kecemasan & Trauma | Physiologic Monitoring Systems, Acute Care | MONITOR 4 CH, ECG/RR/NIBP/SPO2/TEMP | Diagnostic | Intermediate | 12-647 | 1 | KKM/JKN/HSA/10-05-01/H/15/2088 | 9000 | 9000 |  | 2026-01-01
532 | BEMS | P0 | Hospital Shah Alam, Selangor | Jabatan Kecemasan & Trauma | Jabatan Kecemasan & Trauma | Physiologic Monitoring Systems, Acute Care | MONITOR 4 CH, ECG/RR/NIBP/SPO2/TEMP | Diagnostic | Intermediate | 12-647 | 1 | KKM/JKN/HSA/10-05-01/H/15/2089 | 9000 | 9000 |  | 2026-01-01
533 | BEMS | P0 | Hospital Shah Alam, Selangor | Jabatan Kecemasan & Trauma | Jabatan Kecemasan & Trauma | Physiologic Monitoring Systems, Acute Care | MONITOR 4 CH, ECG/RR/NIBP/SPO2/TEMP | Diagnostic | Intermediate | 12-647 | 1 | KKM/JKN/HSA/10-05-01/H/15/2090 | 9000 | 9000 |  | 2026-01-01
534 | BEMS | P0 | Hospital Shah Alam, Selangor | Jabatan Kecemasan & Trauma | Jabatan Kecemasan & Trauma | Physiologic Monitoring Systems, Acute Care | MONITOR 4 CH, ECG/RR/NIBP/SPO2/TEMP | Diagnostic | Intermediate | 12-647 | 1 | KKM/JKN/HSA/10-05-01/H/15/2091 | 9000 | 9000 |  | 2026-01-01
535 | BEMS | P0 | Hospital Shah Alam, Selangor | Jabatan Kecemasan & Trauma | Jabatan Kecemasan & Trauma | Physiologic Monitoring Systems, Acute Care | MONITOR 4 CH, ECG/RR/NIBP/SPO2/TEMP | Diagnostic | Intermediate | 12-647 | 1 | KKM/JKN/HSA/10-05-01/H/15/2092 | 9000 | 9000 |  | 2026-01-01
536 | BEMS | P0 | Hospital Shah Alam, Selangor | Jabatan Kecemasan & Trauma | Jabatan Kecemasan & Trauma | Physiologic Monitoring Systems, Acute Care | MONITOR 4 CH, ECG/RR/NIBP/SPO2/TEMP | Diagnostic | Intermediate | 12-647 | 1 | KKM/JKN/HSA/10-05-01/H/15/2093 | 9000 | 9000 |  | 2026-01-01
537 | BEMS | P0 | Hospital Shah Alam, Selangor | Jabatan Kecemasan & Trauma | Jabatan Kecemasan & Trauma | Physiologic Monitoring Systems, Acute Care | MONITOR 4 CH, ECG/RR/NIBP/SPO2/TEMP | Diagnostic | Intermediate | 12-647 | 1 | KKM/JKN/HSA/10-05-01/H/15/2094 | 9000 | 9000 |  | 2026-01-01
538 | BEMS | P0 | Hospital Shah Alam, Selangor | Jabatan Kecemasan & Trauma | Jabatan Kecemasan & Trauma | Physiologic Monitoring Systems, Acute Care | MONITOR 4 CH, ECG/RR/NIBP/SPO2/TEMP | Diagnostic | Intermediate | 12-647 | 1 | KKM/JKN/HSA/10-05-01/H/15/2095 | 9000 | 9000 |  | 2026-01-01
539 | BEMS | P0 | Hospital Shah Alam, Selangor | Jabatan Kecemasan & Trauma | Jabatan Kecemasan & Trauma | Physiologic Monitoring Systems, Acute Care | MONITOR 4 CH, ECG/RR/NIBP/SPO2/TEMP | Diagnostic | Intermediate | 12-647 | 1 | KKM/JKN/HSA/10-05-01/H/15/2096 | 9000 | 9000 |  | 2026-01-01
540 | BEMS | P0 | Hospital Shah Alam, Selangor | Jabatan Kecemasan & Trauma | Jabatan Kecemasan & Trauma | Physiologic Monitoring Systems, Acute Care | MONITOR 4 CH, ECG/RR/NIBP/SPO2/TEMP | Diagnostic | Intermediate | 12-647 | 1 | KKM/JKN/HSA/10-05-01/H/15/2097 | 9000 | 9000 |  | 2026-01-01
541 | BEMS | P0 | Hospital Shah Alam, Selangor | Jabatan Kecemasan & Trauma | Jabatan Kecemasan & Trauma | Physiologic Monitoring Systems, Acute Care | MONITOR 4 CH, ECG/RR/NIBP/SPO2/TEMP | Diagnostic | Intermediate | 12-647 | 1 | KKM/JKN/HSA/10-05-01/H/15/2098 | 9000 | 9000 |  | 2026-01-01
542 | BEMS | P0 | Hospital Shah Alam, Selangor | Jabatan Kecemasan & Trauma | Jabatan Kecemasan & Trauma | Physiologic Monitoring Systems, Acute Care | MONITOR 4 CH, ECG/RR/NIBP/SPO2/TEMP | Diagnostic | Intermediate | 12-647 | 1 | KKM/JKN/HSA/10-05-01/H/15/2099 | 9000 | 9000 |  | 2026-01-01
543 | BEMS | P0 | Hospital Shah Alam, Selangor | Jabatan Pembedahan Am | Unit Rawatan Perubatan Harian | Physiologic Monitoring Systems, Acute Care | MONITOR 4 CH, ECG/RR/NIBP/SPO2/TEMP | Diagnostic | Intermediate | 12-647 | 1 | KKM/JKN/HSA/10-05-01/H/15/2100 | 9000 | 9000 |  | 2026-01-01
544 | BEMS | P0 | Hospital Shah Alam, Selangor | Jabatan Pembedahan Am | Unit Rawatan Perubatan Harian | Physiologic Monitoring Systems, Acute Care | MONITOR 4 CH, ECG/RR/NIBP/SPO2/TEMP | Diagnostic | Intermediate | 12-647 | 1 | KKM/JKN/HSA/10-05-01/H/15/2101 | 9000 | 9000 |  | 2026-01-01
545 | BEMS | P0 | Hospital Shah Alam, Selangor | Jabatan Pembedahan Am | Unit Rawatan Perubatan Harian | Physiologic Monitoring Systems, Acute Care | MONITOR 4 CH, ECG/RR/NIBP/SPO2/TEMP | Diagnostic | Intermediate | 12-647 | 1 | KKM/JKN/HSA/10-05-01/H/15/2102 | 9000 | 9000 |  | 2026-01-01
546 | BEMS | P0 | Hospital Shah Alam, Selangor | Jabatan Pembedahan Am | Unit Rawatan Perubatan Harian | Physiologic Monitoring Systems, Acute Care | MONITOR 4 CH, ECG/RR/NIBP/SPO2/TEMP | Diagnostic | Intermediate | 12-647 | 1 | KKM/JKN/HSA/10-05-01/H/15/2103 | 9000 | 9000 |  | 2026-01-01
547 | BEMS | P0 | Hospital Shah Alam, Selangor | Jabatan Pembedahan Am | Unit Rawatan Perubatan Harian | Physiologic Monitoring Systems, Acute Care | MONITOR 4 CH, ECG/RR/NIBP/SPO2/TEMP | Diagnostic | Intermediate | 12-647 | 1 | KKM/JKN/HSA/10-05-01/H/15/2104 | 9000 | 9000 |  | 2026-01-01
548 | BEMS | P0 | Hospital Shah Alam, Selangor | Jabatan Pembedahan Am | Unit Rawatan Perubatan Harian | Physiologic Monitoring Systems, Acute Care | MONITOR 4 CH, ECG/RR/NIBP/SPO2/TEMP | Diagnostic | Intermediate | 12-647 | 1 | KKM/JKN/HSA/10-05-01/H/15/2105 | 9000 | 9000 |  | 2026-01-01
549 | BEMS | P0 | Hospital Shah Alam, Selangor | Jabatan Pembedahan Am | Unit Rawatan Perubatan Harian | Physiologic Monitoring Systems, Acute Care | MONITOR 4 CH, ECG/RR/NIBP/SPO2/TEMP | Diagnostic | Intermediate | 12-647 | 1 | KKM/JKN/HSA/10-05-01/H/15/2106 | 9000 | 9000 |  | 2026-01-01
550 | BEMS | P0 | Hospital Shah Alam, Selangor | Jabatan Pembedahan Am | Unit Rawatan Pembedahan Harian | Physiologic Monitoring Systems, Acute Care | MONITOR 4 CH, ECG/RR/NIBP/SPO2/TEMP | Diagnostic | Intermediate | 12-647 | 1 | KKM/JKN/HSA/10-05-01/H/15/2107 | 9000 | 9000 |  | 2026-01-01
551 | BEMS | P0 | Hospital Shah Alam, Selangor | Jabatan Pembedahan Am | Unit Rawatan Pembedahan Harian | Physiologic Monitoring Systems, Acute Care | MONITOR 4 CH, ECG/RR/NIBP/SPO2/TEMP | Diagnostic | Intermediate | 12-647 | 1 | KKM/JKN/HSA/10-05-01/H/15/2108 | 9000 | 9000 |  | 2026-01-01
552 | BEMS | P0 | Hospital Shah Alam, Selangor | Unit Hemodialisis | Unit Hemodialisis | Physiologic Monitoring Systems, Acute Care | MONITOR 4 CH, ECG/RR/NIBP/SPO2/TEMP | Diagnostic | Intermediate | 12-647 | 1 | KKM/JKN/HSA/10-05-01/H/15/2109 | 9000 | 9000 |  | 2026-01-01
553 | BEMS | P0 | Hospital Shah Alam, Selangor | Jabatan Obstetrik & Ginekologi | Dewan Bedah Bersalin (MOT) | Physiologic Monitoring Systems, Acute Care | MONITOR 4 CH, ECG/RR/NIBP/SPO2/TEMP | Diagnostic | Intermediate | 12-647 | 1 | KKM/JKN/HSA/10-05-01/H/15/2110 | 9000 | 9000 |  | 2026-01-01
554 | BEMS | P0 | Hospital Shah Alam, Selangor | Jabatan Obstetrik & Ginekologi | Dewan Bersalin (LDU) | Physiologic Monitoring Systems, Acute Care | MONITOR 4 CH, ECG/RR/NIBP/SPO2/TEMP | Diagnostic | Intermediate | 12-647 | 1 | KKM/JKN/HSA/10-05-01/H/15/2111 | 9000 | 9000 |  | 2026-01-01
555 | BEMS | P0 | Hospital Shah Alam, Selangor | Jabatan Obstetrik & Ginekologi | Dewan Bersalin (LDU) | Physiologic Monitoring Systems, Acute Care | MONITOR 4 CH, ECG/RR/NIBP/SPO2/TEMP | Diagnostic | Intermediate | 12-647 | 1 | KKM/JKN/HSA/10-05-01/H/15/2118 | 9000 | 9000 |  | 2026-01-01
556 | BEMS | P0 | Hospital Shah Alam, Selangor | Jabatan Obstetrik & Ginekologi | Dewan Bersalin (LDU) | Physiologic Monitoring Systems, Acute Care | MONITOR 4 CH, ECG/RR/NIBP/SPO2/TEMP | Diagnostic | Intermediate | 12-647 | 1 | KKM/JKN/HSA/10-05-01/H/15/2119 | 9000 | 9000 |  | 2026-01-01
557 | BEMS | P0 | Hospital Shah Alam, Selangor | Jabatan Obstetrik & Ginekologi | Dewan Bersalin (LDU) | Physiologic Monitoring Systems, Acute Care | MONITOR 4 CH, ECG/RR/NIBP/SPO2/TEMP | Diagnostic | Intermediate | 12-647 | 1 | KKM/JKN/HSA/10-05-01/H/15/2120 | 9000 | 9000 |  | 2026-01-01
558 | BEMS | P0 | Hospital Shah Alam, Selangor | Jabatan Anestesiologi & Rawatan Kritikal | Dewan Bedah Utama (GOT) | Physiologic Monitoring Systems, Acute Care | MONITOR 4 CH, ECG/RR/NIBP/SPO2/TEMP | Diagnostic | Intermediate | 12-647 | 1 | KKM/JKN/HSA/10-05-01/H/15/2124 | 9000 | 9000 |  | 2026-01-01
559 | BEMS | P0 | Hospital Shah Alam, Selangor | Jabatan Anestesiologi & Rawatan Kritikal | Dewan Bedah Utama (GOT) | Physiologic Monitoring Systems, Acute Care | MONITOR 4 CH, ECG/RR/NIBP/SPO2/TEMP | Diagnostic | Intermediate | 12-647 | 1 | KKM/JKN/HSA/10-05-01/H/15/2125 | 9000 | 9000 |  | 2026-01-01
560 | BEMS | P0 | Hospital Shah Alam, Selangor | Jabatan Perubatan Am | Wad Perubatan Lelaki 10A | Physiologic Monitoring Systems, Acute Care | MONITOR 4 CH, ECG/RR/NIBP/SPO2/TEMP | Diagnostic | Intermediate | 12-647 | 1 | KKM/JKN/HSA/10-05-01/H/15/2130 | 9000 | 9000 |  | 2026-01-01
561 | BEMS | P0 | Hospital Shah Alam, Selangor | Jabatan Perubatan Am | Wad Perubatan Lelaki 10A | Physiologic Monitoring Systems, Acute Care | MONITOR 4 CH, ECG/RR/NIBP/SPO2/TEMP | Diagnostic | Intermediate | 12-647 | 1 | KKM/JKN/HSA/10-05-01/H/15/2131 | 9000 | 9000 |  | 2026-01-01
562 | BEMS | P0 | Hospital Shah Alam, Selangor | Jabatan Perubatan Am | Wad Perubatan Perempuan 10B | Physiologic Monitoring Systems, Acute Care | MONITOR 4 CH, ECG/RR/NIBP/SPO2/TEMP | Diagnostic | Intermediate | 12-647 | 1 | KKM/JKN/HSA/10-05-01/H/15/2134 | 9000 | 9000 |  | 2026-01-01
563 | BEMS | P0 | Hospital Shah Alam, Selangor | Jabatan Perubatan Am | Wad Perubatan Perempuan 10B | Physiologic Monitoring Systems, Acute Care | MONITOR 4 CH, ECG/RR/NIBP/SPO2/TEMP | Diagnostic | Intermediate | 12-647 | 1 | KKM/JKN/HSA/10-05-01/H/15/2135 | 9000 | 9000 |  | 2026-01-01
564 | BEMS | P0 | Hospital Shah Alam, Selangor | Jabatan Obstetrik & Ginekologi | Wad Obstetrik & Ginekologi 8A | Physiologic Monitoring Systems, Acute Care | MONITOR 4 CH, ECG/RR/NIBP/SPO2/TEMP | Diagnostic | Intermediate | 12-647 | 1 | KKM/JKN/HSA/10-05-01/H/15/2139 | 9000 | 9000 |  | 2026-01-01
565 | BEMS | P0 | Hospital Shah Alam, Selangor | Jabatan Obstetrik & Ginekologi | Wad Obstetrik & Ginekologi 8A | Physiologic Monitoring Systems, Acute Care | MONITOR 4 CH, ECG/RR/NIBP/SPO2/TEMP | Diagnostic | Intermediate | 12-647 | 1 | KKM/JKN/HSA/10-05-01/H/15/2140 | 9000 | 9000 |  | 2026-01-01
566 | BEMS | P0 | Hospital Shah Alam, Selangor | Jabatan Obstetrik & Ginekologi | Wad Obstetrik & Ginekologi 8B | Physiologic Monitoring Systems, Acute Care | MONITOR 4 CH, ECG/RR/NIBP/SPO2/TEMP | Diagnostic | Intermediate | 12-647 | 1 | KKM/JKN/HSA/10-05-01/H/15/2143 | 9000 | 9000 |  | 2026-01-01
567 | BEMS | P0 | Hospital Shah Alam, Selangor | Jabatan Obstetrik & Ginekologi | Wad Obstetrik & Ginekologi 8B | Physiologic Monitoring Systems, Acute Care | MONITOR 4 CH, ECG/RR/NIBP/SPO2/TEMP | Diagnostic | Intermediate | 12-647 | 1 | KKM/JKN/HSA/10-05-01/H/15/2144 | 9000 | 9000 |  | 2026-01-01
568 | BEMS | P0 | Hospital Shah Alam, Selangor | Jabatan Ortopedik | Wad Ortopedik | Physiologic Monitoring Systems, Acute Care | MONITOR 4 CH, ECG/RR/NIBP/SPO2/TEMP | Diagnostic | Intermediate | 12-647 | 1 | KKM/JKN/HSA/10-05-01/H/15/2145 | 9000 | 9000 |  | 2026-01-01
569 | BEMS | P0 | Hospital Shah Alam, Selangor | Jabatan Pediatrik | Wad Pediatrik | Physiologic Monitoring Systems, Acute Care | MONITOR 4 CH, ECG/RR/NIBP/SPO2/TEMP | Diagnostic | Intermediate | 12-647 | 1 | KKM/JKN/HSA/10-05-01/H/15/2165 | 9000 | 9000 |  | 2026-01-01
570 | BEMS | P0 | Hospital Shah Alam, Selangor | Jabatan Pediatrik | Wad Pediatrik | Physiologic Monitoring Systems, Acute Care | MONITOR 4 CH, ECG/RR/NIBP/SPO2/TEMP | Diagnostic | Intermediate | 12-647 | 1 | KKM/JKN/HSA/10-05-01/H/15/2166 | 9000 | 9000 |  | 2026-01-01
571 | BEMS | P0 | Hospital Shah Alam, Selangor | Jabatan Pediatrik | Wad Pediatrik | Physiologic Monitoring Systems, Acute Care | MONITOR 4 CH, ECG/RR/NIBP/SPO2/TEMP | Diagnostic | Intermediate | 12-647 | 1 | KKM/JKN/HSA/10-05-01/H/15/2167 | 9000 | 9000 |  | 2026-01-01
572 | BEMS | P0 | Hospital Shah Alam, Selangor | Jabatan Pembedahan Am | Wad Pembedahan Perempuan 9B | Physiologic Monitoring Systems, Acute Care | MONITOR 4 CH, ECG/RR/NIBP/SPO2/TEMP | Diagnostic | Intermediate | 12-647 | 1 | KKM/JKN/HSA/10-05-01/H/15/2168 | 9000 | 9000 |  | 2026-01-01
573 | BEMS | P0 | Hospital Shah Alam, Selangor | Jabatan Pembedahan Am | Wad Pembedahan Lelaki 9A | Physiologic Monitoring Systems, Acute Care | MONITOR 4 CH, ECG/RR/NIBP/SPO2/TEMP | Diagnostic | Intermediate | 12-647 | 1 | KKM/JKN/HSA/10-05-01/H/15/2169 | 9000 | 9000 |  | 2026-01-01
574 | BEMS | P0 | Hospital Shah Alam, Selangor | Jabatan Pediatrik | Unit Rawatan Rapi Neonatal (NICU) | Physiologic Monitoring Systems, Acute Care | MONITOR PRE-CONFIG 6-CH ECG/RR/SPO2/NIBP/2TEMP/2IBP/EtCO2/ARRHYTH | Diagnostic | Intermediate | 12-647 | 1 | KKM/JKN/HSA/10-05-01/H/15/4972 | 40560 | 40560 |  | 2026-01-01
575 | BEMS | P0 | Hospital Shah Alam, Selangor | Jabatan Pediatrik | Unit Rawatan Rapi Neonatal (NICU) | Physiologic Monitoring Systems, Acute Care | MONITOR PRE-CONFIG 6-CH ECG/RR/SPO2/NIBP/2TEMP/2IBP/EtCO2/ARRHYTH | Diagnostic | Intermediate | 12-647 | 1 | KKM/JKN/HSA/10-05-01/H/15/4973 | 40560 | 40560 |  | 2026-01-01
576 | BEMS | P0 | Hospital Shah Alam, Selangor | Jabatan Pediatrik | Unit Rawatan Rapi Neonatal (NICU) | Physiologic Monitoring Systems, Acute Care | MONITOR PRE-CONFIG 6-CH ECG/RR/SPO2/NIBP/2TEMP/2IBP/EtCO2/ARRHYTH | Diagnostic | Intermediate | 12-647 | 1 | KKM/JKN/HSA/10-05-01/H/15/4974 | 40560 | 40560 |  | 2026-01-01
577 | BEMS | P0 | Hospital Shah Alam, Selangor | Jabatan Pediatrik | Unit Rawatan Rapi Neonatal (NICU) | Physiologic Monitoring Systems, Acute Care | MONITOR PRE-CONFIG 6-CH ECG/RR/SPO2/NIBP/2TEMP/2IBP/EtCO2/ARRHYTH | Diagnostic | Intermediate | 12-647 | 1 | KKM/JKN/HSA/10-05-01/H/15/4975 | 40560 | 40560 |  | 2026-01-01
578 | BEMS | P0 | Hospital Shah Alam, Selangor | Jabatan Pediatrik | Unit Rawatan Rapi Neonatal (NICU) | Physiologic Monitoring Systems, Acute Care | MONITOR PRE-CONFIG 6-CH ECG/RR/SPO2/NIBP/2TEMP/2IBP/EtCO2/ARRHYTH | Diagnostic | Intermediate | 12-647 | 1 | KKM/JKN/HSA/10-05-01/H/15/4976 | 40560 | 40560 |  | 2026-01-01
579 | BEMS | P0 | Hospital Shah Alam, Selangor | Jabatan Pediatrik | Unit Rawatan Rapi Neonatal (NICU) | Physiologic Monitoring Systems, Acute Care | MONITOR PRE-CONFIG 6-CH ECG/RR/SPO2/NIBP/2TEMP/2IBP/EtCO2/ARRHYTH | Diagnostic | Intermediate | 12-647 | 1 | KKM/JKN/HSA/10-05-01/H/15/4977 | 40560 | 40560 |  | 2026-01-01
580 | BEMS | P0 | Hospital Shah Alam, Selangor | Jabatan Pediatrik | Unit Rawatan Rapi Neonatal (NICU) | Physiologic Monitoring Systems, Acute Care | MONITOR PRE-CONFIG 6-CH ECG/RR/SPO2/NIBP/2TEMP/2IBP/EtCO2/ARRHYTH | Diagnostic | Intermediate | 12-647 | 1 | KKM/JKN/HSA/10-05-01/H/15/4978 | 40560 | 40560 |  | 2026-01-01
581 | BEMS | P0 | Hospital Shah Alam, Selangor | Jabatan Pediatrik | Unit Rawatan Rapi Neonatal (NICU) | Physiologic Monitoring Systems, Acute Care | MONITOR PRE-CONFIG 6-CH ECG/RR/SPO2/NIBP/2TEMP/2IBP/EtCO2/ARRHYTH | Diagnostic | Intermediate | 12-647 | 1 | KKM/JKN/HSA/10-05-01/H/15/4979 | 40560 | 40560 |  | 2026-01-01
582 | BEMS | P0 | Hospital Shah Alam, Selangor | Jabatan Pediatrik | Unit Rawatan Rapi Neonatal (NICU) | Physiologic Monitoring Systems, Acute Care | MONITOR PRE-CONFIG 6-CH ECG/RR/SPO2/NIBP/2TEMP/2IBP/EtCO2/ARRHYTH | Diagnostic | Intermediate | 12-647 | 1 | KKM/JKN/HSA/10-05-01/H/15/4980 | 40560 | 40560 |  | 2026-01-01
583 | BEMS | P0 | Hospital Shah Alam, Selangor | Jabatan Pediatrik | Unit Rawatan Rapi Neonatal (NICU) | Physiologic Monitoring Systems, Acute Care | MONITOR PRE-CONFIG 6-CH ECG/RR/SPO2/NIBP/2TEMP/2IBP/EtCO2/ARRHYTH | Diagnostic | Intermediate | 12-647 | 1 | KKM/JKN/HSA/10-05-01/H/15/4981 | 40560 | 40560 |  | 2026-01-01
584 | BEMS | P0 | Hospital Shah Alam, Selangor | Jabatan Pediatrik | Unit Rawatan Rapi Neonatal (NICU) | Physiologic Monitoring Systems, Acute Care | MONITOR PRE-CONFIG 6-CH ECG/RR/SPO2/NIBP/2TEMP/2IBP/EtCO2/ARRHYTH | Diagnostic | Intermediate | 12-647 | 1 | KKM/JKN/HSA/10-05-01/H/15/4982 | 40560 | 40560 |  | 2026-01-01
585 | BEMS | P0 | Hospital Shah Alam, Selangor | Jabatan Pediatrik | Unit Rawatan Rapi Neonatal (NICU) | Physiologic Monitoring Systems, Acute Care | MONITOR PRE-CONFIG 6-CH ECG/RR/SPO2/NIBP/2TEMP/2IBP/EtCO2/ARRHYTH | Diagnostic | Intermediate | 12-647 | 1 | KKM/JKN/HSA/10-05-01/H/15/4983 | 40560 | 40560 |  | 2026-01-01
586 | BEMS | P0 | Hospital Shah Alam, Selangor | Jabatan Pediatrik | Unit Rawatan Rapi Neonatal (NICU) | Physiologic Monitoring Systems, Acute Care | MONITOR PRE-CONFIG 6-CH ECG/RR/SPO2/NIBP/2TEMP/2IBP/EtCO2/ARRHYTH | Diagnostic | Intermediate | 12-647 | 1 | KKM/JKN/HSA/10-05-01/H/15/4984 | 40560 | 40560 |  | 2026-01-01
587 | BEMS | P0 | Hospital Shah Alam, Selangor | Jabatan Pediatrik | Unit Rawatan Rapi Neonatal (NICU) | Physiologic Monitoring Systems, Acute Care | MONITOR PRE-CONFIG 6-CH ECG/RR/SPO2/NIBP/2TEMP/2IBP/EtCO2/ARRHYTH | Diagnostic | Intermediate | 12-647 | 1 | KKM/JKN/HSA/10-05-01/H/15/4985 | 40560 | 40560 |  | 2026-01-01
588 | BEMS | P0 | Hospital Shah Alam, Selangor | Jabatan Pediatrik | Unit Rawatan Rapi Neonatal (NICU) | Physiologic Monitoring Systems, Acute Care | MONITOR PRE-CONFIG 6-CH ECG/RR/SPO2/NIBP/2TEMP/2IBP/EtCO2/ARRHYTH | Diagnostic | Intermediate | 12-647 | 1 | KKM/JKN/HSA/10-05-01/H/15/4986 | 40560 | 40560 |  | 2026-01-01
589 | BEMS | P0 | Hospital Shah Alam, Selangor | Jabatan Pediatrik | Unit Rawatan Rapi Neonatal (NICU) | Physiologic Monitoring Systems, Acute Care | MONITOR PRE-CONFIG 6-CH ECG/RR/SPO2/NIBP/2TEMP/2IBP/EtCO2/ARRHYTH | Diagnostic | Intermediate | 12-647 | 1 | KKM/JKN/HSA/10-05-01/H/15/4987 | 40560 | 40560 |  | 2026-01-01
590 | BEMS | P0 | Hospital Shah Alam, Selangor | Jabatan Pediatrik | Unit Rawatan Rapi Neonatal (NICU) | Physiologic Monitoring Systems, Acute Care | MONITOR PRE-CONFIG 6-CH ECG/RR/SPO2/NIBP/2TEMP/2IBP/EtCO2/ARRHYTH | Diagnostic | Intermediate | 12-647 | 1 | KKM/JKN/HSA/10-05-01/H/15/4988 | 40560 | 40560 |  | 2026-01-01
591 | BEMS | P0 | Hospital Shah Alam, Selangor | Jabatan Pediatrik | Unit Rawatan Rapi Neonatal (NICU) | Physiologic Monitoring Systems, Acute Care | MONITOR PRE-CONFIG 6-CH ECG/RR/SPO2/NIBP/2TEMP/2IBP/EtCO2/ARRHYTH | Diagnostic | Intermediate | 12-647 | 1 | KKM/JKN/HSA/10-05-01/H/15/4989 | 40560 | 40560 |  | 2026-01-01
592 | BEMS | P0 | Hospital Shah Alam, Selangor | Jabatan Pediatrik | Unit Rawatan Rapi Neonatal (NICU) | Physiologic Monitoring Systems, Acute Care | MONITOR PRE-CONFIG 6-CH ECG/RR/SPO2/NIBP/2TEMP/2IBP/EtCO2/ARRHYTH | Diagnostic | Intermediate | 12-647 | 1 | KKM/JKN/HSA/10-05-01/H/15/4990 | 40560 | 40560 |  | 2026-01-01
593 | BEMS | P0 | Hospital Shah Alam, Selangor | Jabatan Pediatrik | Unit Rawatan Rapi Neonatal (NICU) | Physiologic Monitoring Systems, Acute Care | MONITOR PRE-CONFIG 6-CH ECG/RR/SPO2/NIBP/2TEMP/2IBP/EtCO2/ARRHYTH | Diagnostic | Intermediate | 12-647 | 1 | KKM/JKN/HSA/10-05-01/H/15/4991 | 40560 | 40560 |  | 2026-01-01
594 | BEMS | P0 | Hospital Shah Alam, Selangor | Jabatan Pediatrik | Unit Rawatan Rapi Neonatal (NICU) | Physiologic Monitoring Systems, Acute Care | MONITOR PRE-CONFIG 6-CH ECG/RR/SPO2/NIBP/2TEMP/2IBP/EtCO2/ARRHYTH | Diagnostic | Intermediate | 12-647 | 1 | KKM/JKN/HSA/10-05-01/H/15/4992 | 40560 | 40560 |  | 2026-01-01
595 | BEMS | P0 | Hospital Shah Alam, Selangor | Jabatan Pediatrik | Unit Rawatan Rapi Neonatal (NICU) | Physiologic Monitoring Systems, Acute Care | MONITOR PRE-CONFIG 6-CH ECG/RR/SPO2/NIBP/2TEMP/2IBP/EtCO2/ARRHYTH | Diagnostic | Intermediate | 12-647 | 1 | KKM/JKN/HSA/10-05-01/H/15/4993 | 40560 | 40560 |  | 2026-01-01
596 | BEMS | P0 | Hospital Shah Alam, Selangor | Jabatan Pediatrik | Unit Rawatan Rapi Neonatal (NICU) | Physiologic Monitoring Systems, Acute Care | MONITOR PRE-CONFIG 6-CH ECG/RR/SPO2/NIBP/2TEMP/2IBP/EtCO2/ARRHYTH | Diagnostic | Intermediate | 12-647 | 1 | KKM/JKN/HSA/10-05-01/H/15/4994 | 40560 | 40560 |  | 2026-01-01
597 | BEMS | P0 | Hospital Shah Alam, Selangor | Jabatan Pediatrik | Unit Rawatan Rapi Neonatal (NICU) | Physiologic Monitoring Systems, Acute Care | MONITOR PRE-CONFIG 6-CH ECG/RR/SPO2/NIBP/2TEMP/2IBP/EtCO2/ARRHYTH | Diagnostic | Intermediate | 12-647 | 1 | KKM/JKN/HSA/10-05-01/H/15/4995 | 40560 | 40560 |  | 2026-01-01
598 | BEMS | P0 | Hospital Shah Alam, Selangor | Jabatan Perubatan Am | Unit Rawatan Koronari (CCU) | Physiologic Monitoring Systems, Acute Care | CARDIAC OUTPUT MODULE | Diagnostic | Intermediate | 12-647 | 1 | KKM/JKN/HSA/10-05-01/H/15/1141 | 6400 | 6400 |  | 2026-01-01
599 | BEMS | P0 | Hospital Shah Alam, Selangor | Jabatan Perubatan Am | Unit Rawatan Koronari (CCU) | Physiologic Monitoring Systems, Acute Care | CARDIAC OUTPUT MODULE | Diagnostic | Intermediate | 12-647 | 1 | KKM/JKN/HSA/10-05-01/H/15/1142 | 6400 | 6400 |  | 2026-01-01
600 | BEMS | P0 | Hospital Shah Alam, Selangor | Jabatan Perubatan Am | Unit Rawatan Koronari (CCU) | Physiologic Monitoring Systems, Acute Care | CARDIAC OUTPUT MODULE | Diagnostic | Intermediate | 12-647 | 1 | KKM/JKN/HSA/10-05-01/H/15/1143 | 6400 | 6400 |  | 2026-01-01
601 | BEMS | P0 | Hospital Shah Alam, Selangor | Jabatan Perubatan Am | Unit Rawatan Koronari (CCU) | Physiologic Monitoring Systems, Acute Care | CARDIAC OUTPUT MODULE | Diagnostic | Intermediate | 12-647 | 1 | KKM/JKN/HSA/10-05-01/H/15/1144 | 6400 | 6400 |  | 2026-01-01
602 | BEMS | P0 | Hospital Shah Alam, Selangor | Jabatan Perubatan Am | Unit Rawatan Koronari (CCU) | Physiologic Monitoring Systems, Acute Care | CARDIAC OUTPUT MODULE | Diagnostic | Intermediate | 12-647 | 1 | KKM/JKN/HSA/10-05-01/H/15/1145 | 6400 | 6400 |  | 2026-01-01
603 | BEMS | P0 | Hospital Shah Alam, Selangor | Jabatan Perubatan Am | Unit Rawatan Koronari (CCU) | Physiologic Monitoring Systems, Acute Care | CARDIAC OUTPUT MODULE | Diagnostic | Intermediate | 12-647 | 1 | KKM/JKN/HSA/10-05-01/H/15/1146 | 6400 | 6400 |  | 2026-01-01
604 | BEMS | P0 | Hospital Shah Alam, Selangor | Jabatan Perubatan Am | Unit Rawatan Rapi (ICU) | Physiologic Monitoring Systems, Acute Care | CARDIAC OUTPUT MODULE | Diagnostic | Intermediate | 12-647 | 1 | KKM/JKN/HSA/10-05-01/H/15/1147 | 6400 | 6400 |  | 2026-01-01
605 | BEMS | P0 | Hospital Shah Alam, Selangor | Jabatan Perubatan Am | Unit Rawatan Rapi (ICU) | Physiologic Monitoring Systems, Acute Care | CARDIAC OUTPUT MODULE | Diagnostic | Intermediate | 12-647 | 1 | KKM/JKN/HSA/10-05-01/H/15/1148 | 6400 | 6400 |  | 2026-01-01
606 | BEMS | P0 | Hospital Shah Alam, Selangor | Jabatan Perubatan Am | Unit Rawatan Rapi (ICU) | Physiologic Monitoring Systems, Acute Care | CARDIAC OUTPUT MODULE | Diagnostic | Intermediate | 12-647 | 1 | KKM/JKN/HSA/10-05-01/H/15/1149 | 6400 | 6400 |  | 2026-01-01
607 | BEMS | P0 | Hospital Shah Alam, Selangor | Jabatan Anestesiologi & Rawatan Kritikal | Unit Rawatan Rapi (ICU) | Physiologic Monitoring Systems, Acute Care | CARDIAC OUTPUT MODULE | Diagnostic | Intermediate | 12-647 | 1 | KKM/JKN/HSA/10-05-01/H/15/1150 | 6400 | 6400 |  | 2026-01-01
608 | BEMS | P0 | Hospital Shah Alam, Selangor | Jabatan Anestesiologi & Rawatan Kritikal | Unit Rawatan Rapi (ICU) | Physiologic Monitoring Systems, Acute Care | CARDIAC OUTPUT MODULE | Diagnostic | Intermediate | 12-647 | 1 | KKM/JKN/HSA/10-05-01/H/15/1151 | 6400 | 6400 |  | 2026-01-01
609 | BEMS | P0 | Hospital Shah Alam, Selangor | Jabatan Anestesiologi & Rawatan Kritikal | Dewan Bedah Utama (GOT) | Physiologic Monitoring Systems, Acute Care | MONITOR MODULAR 8-CH ECG/RR/NIBP/SPO2/2TEMP/2IBP | Diagnostic | Intermediate | 12-647 | 1 | KKM/JKN/HSA/10-05-01/H/15/1056 | 32900 | 32900 |  | 2026-01-01
610 | BEMS | P0 | Hospital Shah Alam, Selangor | Jabatan Kecemasan & Trauma | Jabatan Kecemasan & Trauma | Physiologic Monitoring Systems, Acute Care | MONITOR MODULAR 8-CH ECG/RR/NIBP/SPO2/2TEMP/2IBP | Diagnostic | Intermediate | 12-647 | 1 | KKM/JKN/HSA/10-05-01/H/15/5007 | 32900 | 32900 |  | 2026-01-01
611 | BEMS | P0 | Hospital Shah Alam, Selangor | Jabatan Kecemasan & Trauma | Jabatan Kecemasan & Trauma | Physiologic Monitoring Systems, Acute Care | MONITOR MODULAR 8-CH ECG/RR/NIBP/SPO2/2TEMP/2IBP | Diagnostic | Intermediate | 12-647 | 1 | KKM/JKN/HSA/10-05-01/H/15/5008 | 32900 | 32900 |  | 2026-01-01
612 | BEMS | P0 | Hospital Shah Alam, Selangor | Jabatan Kecemasan & Trauma | Jabatan Kecemasan & Trauma | Physiologic Monitoring Systems, Acute Care | MONITOR MODULAR 8-CH ECG/RR/NIBP/SPO2/2TEMP/2IBP | Diagnostic | Intermediate | 12-647 | 1 | KKM/JKN/HSA/10-05-01/H/15/5009 | 32900 | 32900 |  | 2026-01-01
613 | BEMS | P0 | Hospital Shah Alam, Selangor | Jabatan Kecemasan & Trauma | Jabatan Kecemasan & Trauma | Physiologic Monitoring Systems, Acute Care | MONITOR MODULAR 8-CH ECG/RR/NIBP/SPO2/2TEMP/2IBP | Diagnostic | Intermediate | 12-647 | 1 | KKM/JKN/HSA/10-05-01/H/15/5010 | 32900 | 32900 |  | 2026-01-01
614 | BEMS | P0 | Hospital Shah Alam, Selangor | Jabatan Kecemasan & Trauma | Jabatan Kecemasan & Trauma | Physiologic Monitoring Systems, Acute Care | MONITOR MODULAR 8-CH ECG/RR/NIBP/SPO2/2TEMP/2IBP | Diagnostic | Intermediate | 12-647 | 1 | KKM/JKN/HSA/10-05-01/H/15/5011 | 32900 | 32900 |  | 2026-01-01
615 | BEMS | P0 | Hospital Shah Alam, Selangor | Jabatan Pediatrik | Unit Rawatan Rapi Neonatal (NICU) | Physiologic Monitoring Systems, Acute Care | MONITOR MODULAR 8-CH ECG/RR/NIBP/SPO2/2TEMP/2IBP | Diagnostic | Intermediate | 12-647 | 1 | KKM/JKN/HSA/10-05-01/H/15/4205 | 32900 | 32900 |  | 2026-01-01
616 | BEMS | P0 | Hospital Shah Alam, Selangor | Jabatan Pediatrik | Unit Rawatan Rapi Neonatal (NICU) | Physiologic Monitoring Systems, Acute Care | MONITOR MODULAR 8-CH ECG/RR/NIBP/SPO2/2TEMP/2IBP | Diagnostic | Intermediate | 12-647 | 1 | KKM/JKN/HSA/10-05-01/H/15/4206 | 32900 | 32900 |  | 2026-01-01
617 | BEMS | P0 | Hospital Shah Alam, Selangor | Jabatan Anestesiologi & Rawatan Kritikal | Unit Rawatan Rapi (ICU) | Physiologic Monitoring Systems, Acute Care | MONITOR MODULAR 8-CH ECG/RR/NIBP/SPO2/2TEMP/2IBP | Diagnostic | Intermediate | 12-647 | 1 | KKM/JKN/HSA/10-05-01/H/15/4289 | 32900 | 32900 |  | 2026-01-01
618 | BEMS | P0 | Hospital Shah Alam, Selangor | Jabatan Anestesiologi & Rawatan Kritikal | Unit Rawatan Rapi (ICU) | Physiologic Monitoring Systems, Acute Care | MONITOR MODULAR 8-CH ECG/RR/NIBP/SPO2/2TEMP/2IBP | Diagnostic | Intermediate | 12-647 | 1 | KKM/JKN/HSA/10-05-01/H/15/4290 | 32900 | 32900 |  | 2026-01-01
619 | BEMS | P0 | Hospital Shah Alam, Selangor | Jabatan Anestesiologi & Rawatan Kritikal | Unit Rawatan Rapi (ICU) | Physiologic Monitoring Systems, Acute Care | MONITOR MODULAR 8-CH ECG/RR/NIBP/SPO2/2TEMP/2IBP | Diagnostic | Intermediate | 12-647 | 1 | KKM/JKN/HSA/10-05-01/H/15/4291 | 32900 | 32900 |  | 2026-01-01
620 | BEMS | P0 | Hospital Shah Alam, Selangor | Jabatan Anestesiologi & Rawatan Kritikal | Unit Rawatan Rapi (ICU) | Physiologic Monitoring Systems, Acute Care | MONITOR MODULAR 8-CH ECG/RR/NIBP/SPO2/2TEMP/2IBP | Diagnostic | Intermediate | 12-647 | 1 | KKM/JKN/HSA/10-05-01/H/15/4292 | 32900 | 32900 |  | 2026-01-01
621 | BEMS | P0 | Hospital Shah Alam, Selangor | Jabatan Anestesiologi & Rawatan Kritikal | Unit Rawatan Rapi (ICU) | Physiologic Monitoring Systems, Acute Care | MONITOR MODULAR 8-CH ECG/RR/NIBP/SPO2/2TEMP/2IBP | Diagnostic | Intermediate | 12-647 | 1 | KKM/JKN/HSA/10-05-01/H/15/4293 | 32900 | 32900 |  | 2026-01-01
622 | BEMS | P0 | Hospital Shah Alam, Selangor | Jabatan Anestesiologi & Rawatan Kritikal | Unit Rawatan Rapi (ICU) | Physiologic Monitoring Systems, Acute Care | MONITOR MODULAR 8-CH ECG/RR/NIBP/SPO2/2TEMP/2IBP | Diagnostic | Intermediate | 12-647 | 1 | KKM/JKN/HSA/10-05-01/H/15/4294 | 32900 | 32900 |  | 2026-01-01
623 | BEMS | P0 | Hospital Shah Alam, Selangor | Jabatan Anestesiologi & Rawatan Kritikal | Unit Rawatan Rapi (ICU) | Physiologic Monitoring Systems, Acute Care | MONITOR MODULAR 8-CH ECG/RR/NIBP/SPO2/2TEMP/2IBP | Diagnostic | Intermediate | 12-647 | 1 | KKM/JKN/HSA/10-05-01/H/15/4295 | 32900 | 32900 |  | 2026-01-01
624 | BEMS | P0 | Hospital Shah Alam, Selangor | Jabatan Pediatrik | Unit Rawatan Rapi Neonatal (NICU) | Physiologic Monitoring Systems, Acute Care | MONITOR MODULAR 8-CH ECG/RR/NIBP/SPO2/2TEMP/2IBP | Diagnostic | Intermediate | 12-647 | 1 | KKM/JKN/HSA/10-05-01/H/15/4941 | 32900 | 32900 |  | 2026-01-01
625 | BEMS | P0 | Hospital Shah Alam, Selangor | Jabatan Obstetrik & Ginekologi | Dewan Bedah Bersalin (MOT) | Physiologic Monitoring Systems, Acute Care | MONITOR MODULAR 8-CH ECG/RR/NIBP/SPO2/2TEMP/2IBP | Diagnostic | Intermediate | 12-647 | 1 | KKM/JKN/HSA/10-05-01/H/15/5047 | 32900 | 32900 |  | 2026-01-01
626 | BEMS | P0 | Hospital Shah Alam, Selangor | Jabatan Obstetrik & Ginekologi | Dewan Bedah Bersalin (MOT) | Physiologic Monitoring Systems, Acute Care | MONITOR MODULAR 8-CH ECG/RR/NIBP/SPO2/2TEMP/2IBP | Diagnostic | Intermediate | 12-647 | 1 | KKM/JKN/HSA/10-05-01/H/15/5048 | 32900 | 32900 |  | 2026-01-01
627 | BEMS | P0 | Hospital Shah Alam, Selangor | Jabatan Obstetrik & Ginekologi | Dewan Bedah Bersalin (MOT) | Physiologic Monitoring Systems, Acute Care | MONITOR MODULAR 8-CH ECG/RR/NIBP/SPO2/2TEMP/2IBP | Diagnostic | Intermediate | 12-647 | 1 | KKM/JKN/HSA/10-05-01/H/15/5049 | 32900 | 32900 |  | 2026-01-01
628 | BEMS | P0 | Hospital Shah Alam, Selangor | Jabatan Obstetrik & Ginekologi | Dewan Bedah Bersalin (MOT) | Physiologic Monitoring Systems, Acute Care | MONITOR MODULAR 8-CH ECG/RR/NIBP/SPO2/2TEMP/2IBP | Diagnostic | Intermediate | 12-647 | 1 | KKM/JKN/HSA/10-05-01/H/15/5050 | 32900 | 32900 |  | 2026-01-01
629 | BEMS | P0 | Hospital Shah Alam, Selangor | Jabatan Kecemasan & Trauma | Jabatan Kecemasan & Trauma | Physiologic Monitoring Systems, Acute Care | MONITOR PRE-CONFIG 6-CH ECG/RR/SPO2/NIBP/2TEMP/2IBP/12L/ARRHYTH | Diagnostic | Intermediate | 12-647 | 1 | KKM/JKN/HSA/10-05-01/H/15/2806 | 19200 | 19200 |  | 2026-01-01
630 | BEMS | P0 | Hospital Shah Alam, Selangor | Jabatan Anestesiologi & Rawatan Kritikal | Dewan Bedah Utama (GOT) | Physiologic Monitoring Systems, Acute Care | MONITOR PRE-CONFIG 6-CH ECG/RR/SPO2/NIBP/2TEMP/2IBP/12L/ARRHYTH | Diagnostic | Intermediate | 12-647 | 1 | KKM/JKN/HSA/10-05-01/H/15/4134 | 19200 | 19200 |  | 2026-01-01
631 | BEMS | P0 | Hospital Shah Alam, Selangor | Jabatan Anestesiologi & Rawatan Kritikal | Dewan Bedah Utama (GOT) | Physiologic Monitoring Systems, Acute Care | MONITOR PRE-CONFIG 6-CH ECG/RR/SPO2/NIBP/2TEMP/2IBP/12L/ARRHYTH | Diagnostic | Intermediate | 12-647 | 1 | KKM/JKN/HSA/10-05-01/H/15/4135 | 19200 | 19200 |  | 2026-01-01
632 | BEMS | P0 | Hospital Shah Alam, Selangor | Jabatan Anestesiologi & Rawatan Kritikal | Dewan Bedah Utama (GOT) | Physiologic Monitoring Systems, Acute Care | MONITOR PRE-CONFIG 6-CH ECG/RR/SPO2/NIBP/2TEMP/2IBP/12L/ARRHYTH | Diagnostic | Intermediate | 12-647 | 1 | KKM/JKN/HSA/10-05-01/H/15/4136 | 19200 | 19200 |  | 2026-01-01
633 | BEMS | P0 | Hospital Shah Alam, Selangor | Jabatan Anestesiologi & Rawatan Kritikal | Dewan Bedah Utama (GOT) | Physiologic Monitoring Systems, Acute Care | MONITOR PRE-CONFIG 6-CH ECG/RR/SPO2/NIBP/2TEMP/2IBP/12L/ARRHYTH | Diagnostic | Intermediate | 12-647 | 1 | KKM/JKN/HSA/10-05-01/H/15/4137 | 19200 | 19200 |  | 2026-01-01
634 | BEMS | P0 | Hospital Shah Alam, Selangor | Jabatan Anestesiologi & Rawatan Kritikal | Dewan Bedah Utama (GOT) | Physiologic Monitoring Systems, Acute Care | MONITOR PRE-CONFIG 6-CH ECG/RR/SPO2/NIBP/2TEMP/2IBP/12L/ARRHYTH | Diagnostic | Intermediate | 12-647 | 1 | KKM/JKN/HSA/10-05-01/H/15/4138 | 19200 | 19200 |  | 2026-01-01
635 | BEMS | P0 | Hospital Shah Alam, Selangor | Jabatan Anestesiologi & Rawatan Kritikal | Dewan Bedah Utama (GOT) | Physiologic Monitoring Systems, Acute Care | MONITOR PRE-CONFIG 6-CH ECG/RR/SPO2/NIBP/2TEMP/2IBP/12L/ARRHYTH | Diagnostic | Intermediate | 12-647 | 1 | KKM/JKN/HSA/10-05-01/H/15/4139 | 19200 | 19200 |  | 2026-01-01
636 | BEMS | P0 | Hospital Shah Alam, Selangor | Jabatan Anestesiologi & Rawatan Kritikal | Dewan Bedah Utama (GOT) | Physiologic Monitoring Systems, Acute Care | MONITOR PRE-CONFIG 6-CH ECG/RR/SPO2/NIBP/2TEMP/2IBP/12L/ARRHYTH | Diagnostic | Intermediate | 12-647 | 1 | KKM/JKN/HSA/10-05-01/H/15/4140 | 19200 | 19200 |  | 2026-01-01
637 | BEMS | P0 | Hospital Shah Alam, Selangor | Jabatan Anestesiologi & Rawatan Kritikal | Dewan Bedah Utama (GOT) | Physiologic Monitoring Systems, Acute Care | MONITOR PRE-CONFIG 6-CH ECG/RR/SPO2/NIBP/2TEMP/2IBP/12L/ARRHYTH | Diagnostic | Intermediate | 12-647 | 1 | KKM/JKN/HSA/10-05-01/H/15/4141 | 19200 | 19200 |  | 2026-01-01
638 | BEMS | P0 | Hospital Shah Alam, Selangor | Jabatan Anestesiologi & Rawatan Kritikal | Dewan Bedah Utama (GOT) | Physiologic Monitoring Systems, Acute Care | BIS/EEG MODULE | Diagnostic | Intermediate | 12-647 | 1 | KKM/JKN/HSA/10-05-01/H/15/964 | 12400 | 12400 |  | 2026-01-01
639 | BEMS | P0 | Hospital Shah Alam, Selangor | Jabatan Anestesiologi & Rawatan Kritikal | Dewan Bedah Utama (GOT) | Physiologic Monitoring Systems, Acute Care | BIS/EEG MODULE | Diagnostic | Intermediate | 12-647 | 1 | KKM/JKN/HSA/10-05-01/H/15/965 | 12400 | 12400 |  | 2026-01-01
640 | BEMS | P0 | Hospital Shah Alam, Selangor | Jabatan Perubatan Am | Unit Rawatan Koronari (CCU) | Physiologic Monitoring Systems, Acute Care | EtCO2 MODULE | Diagnostic | Intermediate | 12-647 | 1 | KKM/JKN/HSA/10-05-01/H/15/1038 | 5900 | 5900 |  | 2026-01-01
641 | BEMS | P0 | Hospital Shah Alam, Selangor | Jabatan Perubatan Am | Unit Rawatan Koronari (CCU) | Physiologic Monitoring Systems, Acute Care | EtCO2 MODULE | Diagnostic | Intermediate | 12-647 | 1 | KKM/JKN/HSA/10-05-01/H/15/1039 | 5900 | 5900 |  | 2026-01-01
642 | BEMS | P0 | Hospital Shah Alam, Selangor | Jabatan Perubatan Am | Unit Rawatan Koronari (CCU) | Physiologic Monitoring Systems, Acute Care | EtCO2 MODULE | Diagnostic | Intermediate | 12-647 | 1 | KKM/JKN/HSA/10-05-01/H/15/1040 | 5900 | 5900 |  | 2026-01-01
643 | BEMS | P0 | Hospital Shah Alam, Selangor | Jabatan Perubatan Am | Unit Rawatan Koronari (CCU) | Physiologic Monitoring Systems, Acute Care | EtCO2 MODULE | Diagnostic | Intermediate | 12-647 | 1 | KKM/JKN/HSA/10-05-01/H/15/1041 | 5900 | 5900 |  | 2026-01-01
644 | BEMS | P0 | Hospital Shah Alam, Selangor | Jabatan Perubatan Am | Unit Rawatan Koronari (CCU) | Physiologic Monitoring Systems, Acute Care | EtCO2 MODULE | Diagnostic | Intermediate | 12-647 | 1 | KKM/JKN/HSA/10-05-01/H/15/1042 | 5900 | 5900 |  | 2026-01-01
645 | BEMS | P0 | Hospital Shah Alam, Selangor | Jabatan Perubatan Am | Unit Rawatan Koronari (CCU) | Physiologic Monitoring Systems, Acute Care | EtCO2 MODULE | Diagnostic | Intermediate | 12-647 | 1 | KKM/JKN/HSA/10-05-01/H/15/1043 | 5900 | 5900 |  | 2026-01-01
646 | BEMS | P0 | Hospital Shah Alam, Selangor | Jabatan Perubatan Am | Unit Rawatan Koronari (CCU) | Physiologic Monitoring Systems, Acute Care | EtCO2 MODULE | Diagnostic | Intermediate | 12-647 | 1 | KKM/JKN/HSA/10-05-01/H/15/1044 | 5900 | 5900 |  | 2026-01-01
647 | BEMS | P0 | Hospital Shah Alam, Selangor | Jabatan Anestesiologi & Rawatan Kritikal | Unit Rawatan Rapi (ICU) | Physiologic Monitoring Systems, Acute Care | EtCO2 MODULE | Diagnostic | Intermediate | 12-647 | 1 | KKM/JKN/HSA/10-05-01/H/15/1046 | 5900 | 5900 |  | 2026-01-01
648 | BEMS | P0 | Hospital Shah Alam, Selangor | Jabatan Anestesiologi & Rawatan Kritikal | Unit Rawatan Rapi (ICU) | Physiologic Monitoring Systems, Acute Care | EtCO2 MODULE | Diagnostic | Intermediate | 12-647 | 1 | KKM/JKN/HSA/10-05-01/H/15/1047 | 5900 | 5900 |  | 2026-01-01
649 | BEMS | P0 | Hospital Shah Alam, Selangor | Jabatan Anestesiologi & Rawatan Kritikal | Unit Rawatan Rapi (ICU) | Physiologic Monitoring Systems, Acute Care | EtCO2 MODULE | Diagnostic | Intermediate | 12-647 | 1 | KKM/JKN/HSA/10-05-01/H/15/1048 | 5900 | 5900 |  | 2026-01-01
650 | BEMS | P0 | Hospital Shah Alam, Selangor | Jabatan Anestesiologi & Rawatan Kritikal | Unit Rawatan Rapi (ICU) | Physiologic Monitoring Systems, Acute Care | EtCO2 MODULE | Diagnostic | Intermediate | 12-647 | 1 | KKM/JKN/HSA/10-05-01/H/15/1049 | 5900 | 5900 |  | 2026-01-01
651 | BEMS | P0 | Hospital Shah Alam, Selangor | Jabatan Anestesiologi & Rawatan Kritikal | Unit Rawatan Rapi (ICU) | Physiologic Monitoring Systems, Acute Care | EtCO2 MODULE | Diagnostic | Intermediate | 12-647 | 1 | KKM/JKN/HSA/10-05-01/H/15/1050 | 5900 | 5900 |  | 2026-01-01
652 | BEMS | P0 | Hospital Shah Alam, Selangor | Jabatan Anestesiologi & Rawatan Kritikal | Unit Rawatan Rapi (ICU) | Physiologic Monitoring Systems, Acute Care | EtCO2 MODULE | Diagnostic | Intermediate | 12-647 | 1 | KKM/JKN/HSA/10-05-01/H/15/1051 | 5900 | 5900 |  | 2026-01-01
653 | BEMS | P0 | Hospital Shah Alam, Selangor | Jabatan Anestesiologi & Rawatan Kritikal | Dewan Bedah Utama (GOT) | Physiologic Monitoring Systems, Acute Care | EtCO2 MODULE | Diagnostic | Intermediate | 12-647 | 1 | KKM/JKN/HSA/10-05-01/H/15/1057 | 5900 | 5900 |  | 2026-01-01
654 | BEMS | P0 | Hospital Shah Alam, Selangor | Jabatan Anestesiologi & Rawatan Kritikal | Dewan Bedah Utama (GOT) | Physiologic Monitoring Systems, Acute Care | EtCO2 MODULE | Diagnostic | Intermediate | 12-647 | 1 | KKM/JKN/HSA/10-05-01/H/15/1058 | 5900 | 5900 |  | 2026-01-01
655 | BEMS | P0 | Hospital Shah Alam, Selangor | Jabatan Anestesiologi & Rawatan Kritikal | Dewan Bedah Utama (GOT) | Physiologic Monitoring Systems, Acute Care | EtCO2 MODULE | Diagnostic | Intermediate | 12-647 | 1 | KKM/JKN/HSA/10-05-01/H/15/1059 | 5900 | 5900 |  | 2026-01-01
656 | BEMS | P0 | Hospital Shah Alam, Selangor | Jabatan Anestesiologi & Rawatan Kritikal | Dewan Bedah Utama (GOT) | Physiologic Monitoring Systems, Acute Care | EtCO2 MODULE | Diagnostic | Intermediate | 12-647 | 1 | KKM/JKN/HSA/10-05-01/H/15/1060 | 5900 | 5900 |  | 2026-01-01
657 | BEMS | P0 | Hospital Shah Alam, Selangor | Jabatan Anestesiologi & Rawatan Kritikal | Dewan Bedah Utama (GOT) | Physiologic Monitoring Systems, Acute Care | EtCO2 MODULE | Diagnostic | Intermediate | 12-647 | 1 | KKM/JKN/HSA/10-05-01/H/15/1061 | 5900 | 5900 |  | 2026-01-01
658 | BEMS | P0 | Hospital Shah Alam, Selangor | Jabatan Anestesiologi & Rawatan Kritikal | Dewan Bedah Utama (GOT) | Physiologic Monitoring Systems, Acute Care | EtCO2 MODULE | Diagnostic | Intermediate | 12-647 | 1 | KKM/JKN/HSA/10-05-01/H/15/1062 | 5900 | 5900 |  | 2026-01-01
659 | BEMS | P0 | Hospital Shah Alam, Selangor | Jabatan Anestesiologi & Rawatan Kritikal | Dewan Bedah Utama (GOT) | Physiologic Monitoring Systems, Acute Care | EtCO2 MODULE | Diagnostic | Intermediate | 12-647 | 1 | KKM/JKN/HSA/10-05-01/H/15/1063 | 5900 | 5900 |  | 2026-01-01
660 | BEMS | P0 | Hospital Shah Alam, Selangor | Jabatan Perubatan Am | Unit Rawatan Koronari (CCU) | Physiologic Monitoring Systems, Acute Care | FULL ARRHYTHMIA SOFTWARE MODULE | Diagnostic | Intermediate | 12-647 | 1 | KKM/JKN/HSA/10-05-01/H/15/896 | 2700 | 2700 |  | 2026-01-01
661 | BEMS | P0 | Hospital Shah Alam, Selangor | Jabatan Perubatan Am | Unit Rawatan Koronari (CCU) | Physiologic Monitoring Systems, Acute Care | FULL ARRHYTHMIA SOFTWARE MODULE | Diagnostic | Intermediate | 12-647 | 1 | KKM/JKN/HSA/10-05-01/H/15/897 | 2700 | 2700 |  | 2026-01-01
662 | BEMS | P0 | Hospital Shah Alam, Selangor | Jabatan Perubatan Am | Unit Rawatan Koronari (CCU) | Physiologic Monitoring Systems, Acute Care | FULL ARRHYTHMIA SOFTWARE MODULE | Diagnostic | Intermediate | 12-647 | 1 | KKM/JKN/HSA/10-05-01/H/15/898 | 2700 | 2700 |  | 2026-01-01
663 | BEMS | P0 | Hospital Shah Alam, Selangor | Jabatan Perubatan Am | Unit Rawatan Koronari (CCU) | Physiologic Monitoring Systems, Acute Care | MONITOR PRE-CONFIG 6-CH ECG/RR/SPO2/NIBP/2TEMP/2IBP/LETHAL ARRHYTH | Diagnostic | Intermediate | 12-647 | 1 | KKM/JKN/HSA/10-05-01/H/15/947 | 31000 | 31000 |  | 2026-01-01
664 | BEMS | P0 | Hospital Shah Alam, Selangor | Jabatan Perubatan Am | Unit Rawatan Koronari (CCU) | Physiologic Monitoring Systems, Acute Care | MONITOR PRE-CONFIG 6-CH ECG/RR/SPO2/NIBP/2TEMP/2IBP/LETHAL ARRHYTH | Diagnostic | Intermediate | 12-647 | 1 | KKM/JKN/HSA/10-05-01/H/15/948 | 31000 | 31000 |  | 2026-01-01
665 | BEMS | P0 | Hospital Shah Alam, Selangor | Jabatan Perubatan Am | Unit Rawatan Koronari (CCU) | Physiologic Monitoring Systems, Acute Care | MONITOR PRE-CONFIG 6-CH ECG/RR/SPO2/NIBP/2TEMP/2IBP/LETHAL ARRHYTH | Diagnostic | Intermediate | 12-647 | 1 | KKM/JKN/HSA/10-05-01/H/15/949 | 31000 | 31000 |  | 2026-01-01
666 | BEMS | P0 | Hospital Shah Alam, Selangor | Jabatan Kecemasan & Trauma | Jabatan Kecemasan & Trauma | Physiologic Monitoring Systems, Acute Care | MONITOR, TRANSPORT | Diagnostic | Intermediate | 12-647 | 1 | KKM/JKN/HSA/10-05-01/H/15/5012 | 15500 | 15500 |  | 2026-01-01
667 | BEMS | P0 | Hospital Shah Alam, Selangor | Jabatan Kecemasan & Trauma | Jabatan Kecemasan & Trauma | Physiologic Monitoring Systems, Acute Care | MONITOR, TRANSPORT | Diagnostic | Intermediate | 12-647 | 1 | KKM/JKN/HSA/10-05-01/H/15/5013 | 15500 | 15500 |  | 2026-01-01
668 | BEMS | P0 | Hospital Shah Alam, Selangor | Jabatan Kecemasan & Trauma | Jabatan Kecemasan & Trauma | Physiologic Monitoring Systems, Acute Care | MONITOR, TRANSPORT | Diagnostic | Intermediate | 12-647 | 1 | KKM/JKN/HSA/10-05-01/H/15/5014 | 15500 | 15500 |  | 2026-01-01
669 | BEMS | P0 | Hospital Shah Alam, Selangor | Jabatan Perubatan Am | Unit Rawatan Koronari (CCU) | Physiologic Monitoring Systems, Acute Care | MONITOR, TRANSPORT | Diagnostic | Intermediate | 12-647 | 1 | KKM/JKN/HSA/10-05-01/H/15/579 | 15500 | 15500 |  | 2026-01-01
670 | BEMS | P0 | Hospital Shah Alam, Selangor | Jabatan Anestesiologi & Rawatan Kritikal | Unit Hemodinamik (RHU) | Physiologic Monitoring Systems, Acute Care | MONITOR, TRANSPORT | Diagnostic | Intermediate | 12-647 | 1 | KKM/JKN/HSA/10-05-01/H/15/580 | 15500 | 15500 |  | 2026-01-01
671 | BEMS | P0 | Hospital Shah Alam, Selangor | Jabatan Anestesiologi & Rawatan Kritikal | Unit Hemodinamik (RHU) | Physiologic Monitoring Systems, Acute Care | MONITOR, TRANSPORT | Diagnostic | Intermediate | 12-647 | 1 | KKM/JKN/HSA/10-05-01/H/15/581 | 15500 | 15500 |  | 2026-01-01
672 | BEMS | P0 | Hospital Shah Alam, Selangor | Jabatan Anestesiologi & Rawatan Kritikal | Dewan Bedah Utama (GOT) | Physiologic Monitoring Systems, Acute Care | MONITOR, TRANSPORT | Diagnostic | Intermediate | 12-647 | 1 | KKM/JKN/HSA/10-05-01/H/15/584 | 15500 | 15500 |  | 2026-01-01
673 | BEMS | P0 | Hospital Shah Alam, Selangor | Jabatan Pediatrik | Unit Rawatan Rapi Neonatal (NICU) | Physiologic Monitoring Systems, Acute Care | MONITOR, TRANSPORT | Diagnostic | Intermediate | 12-647 | 1 | KKM/JKN/HSA/10-05-01/H/15/583 | 15500 | 15500 |  | 2026-01-01
674 | BEMS | P0 | Hospital Shah Alam, Selangor | Jabatan Anestesiologi & Rawatan Kritikal | Dewan Bedah Utama (GOT) | Physiologic Monitoring Systems, Acute Care | PRINTER FOR PRE-CONFIGURED MONITOR | Diagnostic | Intermediate | 12-647 | 1 | KKM/JKN/HSA/10-05-01/R/15/7023 | 1367 | 1367 |  | 2026-01-01
675 | BEMS | P0 | Hospital Shah Alam, Selangor | Jabatan Kecemasan & Trauma | Jabatan Kecemasan & Trauma | Physiologic Monitoring Systems, Acute Care | CENTRAL STATION, RESUSCITATION | Diagnostic | Intermediate | 12-647 | 1 | KKM/JKN/HSA/10-05-01/H/15/879 | 73700 | 73700 |  | 2026-01-01
676 | BEMS | P0 | Hospital Shah Alam, Selangor | Jabatan Pediatrik | Unit Rawatan Rapi Neonatal (NICU) | Physiologic Monitoring Systems, Acute Care | CENTRAL STATION, NICU | Diagnostic | Intermediate | 12-647 | 1 | KKM/JKN/HSA/10-05-01/H/15/881 | 73700 | 73700 |  | 2026-01-01
677 | BEMS | P0 | Hospital Shah Alam, Selangor | Jabatan Pediatrik | Unit Rawatan Rapi Neonatal (NICU) | Physiologic Monitoring Systems, Acute Care | CENTRAL STATION, NICU | Diagnostic | Intermediate | 12-647 | 1 | KKM/JKN/HSA/10-05-01/H/15/882 | 73700 | 73700 |  | 2026-01-01
678 | BEMS | P0 | Hospital Shah Alam, Selangor | Jabatan Perubatan Am | Unit Rawatan Koronari (CCU) | Physiologic Monitoring Systems, Acute Care | CENTRAL STATION, CCU | Diagnostic | Intermediate | 12-647 | 1 | KKM/JKN/HSA/10-05-01/H/15/874 | 73700 | 73700 |  | 2026-01-01
679 | BEMS | P0 | Hospital Shah Alam, Selangor | Jabatan Anestesiologi & Rawatan Kritikal | Unit Rawatan Rapi (ICU) | Physiologic Monitoring Systems, Acute Care | CENTRAL STATION, ICU | Diagnostic | Intermediate | 12-647 | 1 | KKM/JKN/HSA/10-05-01/H/15/875 | 73700 | 73700 |  | 2026-01-01
680 | BEMS | P0 | Hospital Shah Alam, Selangor | Jabatan Anestesiologi & Rawatan Kritikal | High Dependency Ward (HDW) | Physiologic Monitoring Systems, Acute Care | CENTRAL STATION, HDU | Diagnostic | Intermediate | 12-647 | 1 | KKM/JKN/HSA/10-05-01/H/15/873 | 73700 | 73700 |  | 2026-01-01
681 | BEMS | P0 | Hospital Shah Alam, Selangor | Jabatan Kecemasan & Trauma | Jabatan Kecemasan & Trauma | Physiologic Monitoring Systems, Acute Care | DIGITAL WRITER FOR CENTRAL STATION | Diagnostic | Intermediate | 12-647 | 1 | KKM/JKN/HSA/10-05-01/R/15/6987 | 1650 | 1650 |  | 2026-01-01
682 | BEMS | P0 | Hospital Shah Alam, Selangor | Jabatan Perubatan Am | Unit Rawatan Koronari (CCU) | Physiologic Monitoring Systems, Acute Care | DIGITAL WRITER FOR CENTRAL STATION | Diagnostic | Intermediate | 12-647 | 1 | KKM/JKN/HSA/10-05-01/R/15/6988 | 1650 | 1650 |  | 2026-01-01
683 | BEMS | P0 | Hospital Shah Alam, Selangor | Jabatan Anestesiologi & Rawatan Kritikal | High Dependency Ward (HDW) | Physiologic Monitoring Systems, Acute Care | DIGITAL WRITER FOR CENTRAL STATION | Diagnostic | Intermediate | 12-647 | 1 | KKM/JKN/HSA/10-05-01/R/15/6989 | 1650 | 1650 |  | 2026-01-01
684 | BEMS | P0 | Hospital Shah Alam, Selangor | Jabatan Anestesiologi & Rawatan Kritikal | Unit Rawatan Rapi (ICU) | Physiologic Monitoring Systems, Acute Care | DIGITAL WRITER FOR CENTRAL STATION | Diagnostic | Intermediate | 12-647 | 1 | KKM/JKN/HSA/10-05-01/R/15/6990 | 1650 | 1650 |  | 2026-01-01
685 | BEMS | P0 | Hospital Shah Alam, Selangor | Jabatan Kecemasan & Trauma | Jabatan Kecemasan & Trauma | Physiologic Monitoring Systems, Acute Care | LASER PRINTER FOR CENTRAL STATION | Diagnostic | Intermediate | 12-647 | 1 | KKM/JKN/HSA/10-05-01/H/15/2810 | 3499 | 3499 |  | 2026-01-01
686 | BEMS | P0 | Hospital Shah Alam, Selangor | Jabatan Perubatan Am | Klinik Perubatan | Physiologic Monitoring Systems, Stress Exercise | COMPUTERISED EXERCISE SYSTEM (STRESS TEST) | Diagnostic | Intermediate | 12-649 | 1 | KKM/JKN/HSA/10-05-01/H/15/884 | 70000 | 70000 |  | 2026-01-01
687 | BEMS | P0 | Hospital Shah Alam, Selangor | Jabatan Pediatrik | Unit Rawatan Rapi Neonatal (NICU) | Physiologic Monitoring Systems, Acute Care | NON INVASIVE CARDIAC OUPUT MONITORING | Diagnostic | Intermediate | 12-647 | 1 | KKM/JKN/HSA/10-05-01/H/16/17 | 16000 | 16000 |  | 2026-01-01
688 | BEMS | P0 | Hospital Shah Alam, Selangor | Jabatan Pediatrik | Klinik Pediatrik | Physiologic Monitoring Systems, Acute Care | NON INVASIVE CARDIAC OUPUT MONITORING | Diagnostic | Intermediate | 12-647 | 1 | KKM/JKN/HSA/10-05-01/H/16/18 | 16000 | 16000 |  | 2026-01-01
689 | BEMS | P0 | Hospital Shah Alam, Selangor | Jabatan Kecemasan & Trauma | Jabatan Kecemasan & Trauma | Physiologic Monitoring Systems, Acute Care | PATIENT MONITORING EQUIP | Diagnostic | Intermediate | 12-647 | 1 | KKM/JKN/HSA/10-05-01/H/16/65 | 10000 | 10000 |  | 2026-01-01
690 | BEMS | P0 | Hospital Shah Alam, Selangor | Jabatan Kecemasan & Trauma | Jabatan Kecemasan & Trauma | Physiologic Monitoring Systems, Acute Care | PATIENT MONITORING EQUIP | Diagnostic | Intermediate | 12-647 | 1 | KKM/JKN/HSA/10-05-01/H/16/66 | 10000 | 10000 |  | 2026-01-01
691 | BEMS | P0 | Hospital Shah Alam, Selangor | Jabatan Kecemasan & Trauma | Jabatan Kecemasan & Trauma | Physiologic Monitoring Systems, Acute Care | PATIENT MONITORING EQUIP | Diagnostic | Intermediate | 12-647 | 1 | KKM/JKN/HSA/10-05-01/H/18/137 | 15000 | 15000 |  | 2026-01-01
692 | BEMS | P0 | Hospital Shah Alam, Selangor | Jabatan Kecemasan & Trauma | Jabatan Kecemasan & Trauma | Physiologic Monitoring Systems, Acute Care | PATIENT MONITORING EQUIP | Diagnostic | Intermediate | 12-647 | 1 | KKM/JKN/HSA/10-05-01/H/18/138 | 15000 | 15000 |  | 2026-01-01
693 | BEMS | P0 | Hospital Shah Alam, Selangor | Jabatan Kecemasan & Trauma | Jabatan Kecemasan & Trauma | Laryngoscopes, Rigid, Video | VIDEO LARYNGOSCOPE | Diagnostic | Intermediate | 23-532 | 1 | KKM/JKN/HSA/10-05-01/H/16/64 | 9000 | 9000 |  | 2026-01-01
694 | BEMS | P0 | Hospital Shah Alam, Selangor | Jabatan Pembedahan Am | Unit Rawatan Perubatan Harian | Gastroscopes, Flexible, Video | VIDEO GASTROSCOPE, ADULT | Diagnostic | Intermediate | 17-663 | 1 | KKM/JKN/HSA/10-05-01/H/15/1658 | 49620 | 49620 |  | 2026-01-01
695 | BEMS | P0 | Hospital Shah Alam, Selangor | Jabatan Pembedahan Am | Unit Rawatan Perubatan Harian | Gastroscopes, Flexible, Video | VIDEO GASTROSCOPE, ADULT | Diagnostic | Intermediate | 17-663 | 1 | KKM/JKN/HSA/10-05-01/H/15/4053 | 49620 | 49620 |  | 2026-01-01
696 | BEMS | P0 | Hospital Shah Alam, Selangor | Jabatan Obstetrik & Ginekologi | Klinik Obstetrik & Ginekologi | Colposcopes | COLPOSCOPY & HYSTEROSCOPY CAMERA SYSTEM | Diagnostic | Intermediate | 10-960 | 1 | KKM/JKN/HSA/10-05-01/H/15/1345 | 53210 | 53210 |  | 2026-01-01
697 | BEMS | P0 | Hospital Shah Alam, Selangor | Jabatan Otorinolaringologi (ORL) | Klinik Otorinolaringologi (ORL) | Bronchoscopes, Flexible, Video | BRONCHOFIBERSCOPE, ADULT | Diagnostic | Intermediate | 17-662 | 1 | KKM/JKN/HSA/10-05-01/H/15/463 | 25000 | 25000 |  | 2026-01-01
698 | BEMS | P0 | Hospital Shah Alam, Selangor | Jabatan Anestesiologi & Rawatan Kritikal | Unit Rawatan Rapi (ICU) | Bronchoscopes, Flexible, Video | BRONCHOFIBERSCOPE, ADULT | Diagnostic | Intermediate | 17-662 | 1 | KKM/JKN/HSA/10-05-01/H/15/464 | 25000 | 25000 |  | 2026-01-01
699 | BEMS | P0 | Hospital Shah Alam, Selangor | Jabatan Pembedahan Am | Unit Rawatan Perubatan Harian | Bronchoscopes, Flexible, Video | BRONCHOFIBERSCOPE ULTRAFINE, NEONATE | Diagnostic | Intermediate | 17-662 | 1 | KKM/JKN/HSA/10-05-01/H/15/607 | 28460 | 28460 |  | 2026-01-01
700 | BEMS | P0 | Hospital Shah Alam, Selangor | Jabatan Pembedahan Am | Unit Rawatan Perubatan Harian | Colonoscopes, Video | VIDEO COLONOSCOPE, ADULT | Diagnostic | Intermediate | 17-665 | 1 | KKM/JKN/HSA/10-05-01/H/15/613 | 60880 | 60880 |  | 2026-01-01
701 | BEMS | P0 | Hospital Shah Alam, Selangor | Jabatan Anestesiologi & Rawatan Kritikal | Dewan Bedah Utama (GOT) | Laparoscopes | LAPAROSCOPE/TROCAR | Diagnostic | Intermediate | 12-291 | 1 | KKM/JKN/HSA/10-05-01/H/16/8 | 2032 | 2032 |  | 2026-01-01
702 | BEMS | P0 | Hospital Shah Alam, Selangor | Jabatan Anestesiologi & Rawatan Kritikal | Dewan Bedah Utama (GOT) | Laparoscopes | LAPAROSCOPE/TROCAR | Diagnostic | Intermediate | 12-291 | 1 | KKM/JKN/HSA/10-05-01/H/16/9 | 2032 | 2032 |  | 2026-01-01
703 | BEMS | P0 | Hospital Shah Alam, Selangor | Jabatan Anestesiologi & Rawatan Kritikal | Dewan Bedah Utama (GOT) | Cystoscopes, Flexible | CYSTOSCOPE | Diagnostic | Intermediate | 17-144 | 1 | KKM/JKN/HSA/10-05-01/H/16/41 | 77079 | 77079 |  | 2026-01-01
704 | BEMS | P0 | Hospital Shah Alam, Selangor | Jabatan Anestesiologi & Rawatan Kritikal | Dewan Bedah Utama (GOT) | Cystoscopes, Flexible | CYSTOSCOPE | Diagnostic | Intermediate | 17-144 | 1 | KKM/JKN/HSA/10-05-01/H/16/42 | 76395 | 76395 |  | 2026-01-01
705 | BEMS | P0 | Hospital Shah Alam, Selangor | Jabatan Anestesiologi & Rawatan Kritikal | Dewan Bedah Utama (GOT) | Choledochoscopes | CHOLEDOSCHOPE | Diagnostic | Intermediate | 10-831 | 1 | KKM/JKN/HSA/10-05-01/H/16/43 | 58341 | 58341 |  | 2026-01-01
706 | BEMS | P0 | Hospital Shah Alam, Selangor | Jabatan Otorinolaringologi (ORL) | Dewan Bedah Utama (GOT) | Gastroscopes, Rigid | SINUSCOPE SET | Diagnostic | Intermediate | 11-858 | 1 | KKM/JKN/HSA/10-05-01/H/16/20 | 14920 | 14920 |  | 2026-01-01
707 | BEMS | P0 | Hospital Shah Alam, Selangor | Jabatan Otorinolaringologi (ORL) | Dewan Bedah Utama (GOT) | Gastroscopes, Rigid | SINUSCOPE SET | Diagnostic | Intermediate | 11-858 | 1 | KKM/JKN/HSA/10-05-01/H/16/21 | 14920 | 14920 |  | 2026-01-01
708 | BEMS | P0 | Hospital Shah Alam, Selangor | Jabatan Kecemasan & Trauma | Jabatan Kecemasan & Trauma | Physiologic Monitoring Systems, Acute Care | TRANSPORT VITAL SIGN MONITOR 5 PARAMETER | Diagnostic | Intermediate | 12-647 | 1 | KKM/JKN/HSA/10-05-01/H/17/29 | 9990 | 9990 |  | 2026-01-01
709 | BEMS | P0 | Hospital Shah Alam, Selangor | Jabatan Kecemasan & Trauma | Jabatan Kecemasan & Trauma | Sphygmomanometers, Electronic, Automatic | BLOOD PRESURE MONITOR MACHINE | Diagnostic | Basic | 16-173 | 1 | KKM/JKN/HSA/10-05-01/H/17/44 | 5795 | 5795 |  | 2026-01-01
710 | BEMS | P0 | Hospital Shah Alam, Selangor | Jabatan Obstetrik & Ginekologi | Dewan Bersalin (LDU) | Fetal Heart Detectors, Ultrasonic | DETECTOR FOETAL HEART PORTABLE | Diagnostic | Basic | 11-696 | 1 | KKM/JKN/HSA/10-05-01/R/15/15084 | 580 | 580 |  | 2026-01-01
711 | BEMS | P0 | Hospital Shah Alam, Selangor | Jabatan Obstetrik & Ginekologi | Dewan Bersalin (LDU) | Fetal Heart Detectors, Ultrasonic | DETECTOR FOETAL HEART PORTABLE | Diagnostic | Basic | 11-696 | 1 | KKM/JKN/HSA/10-05-01/R/15/15086 | 580 | 580 |  | 2026-01-01
712 | BEMS | P0 | Hospital Shah Alam, Selangor | Jabatan Obstetrik & Ginekologi | Klinik Obstetrik & Ginekologi | Fetal Heart Detectors, Ultrasonic | DETECTOR FOETAL HEART PORTABLE | Diagnostic | Basic | 11-696 | 1 | KKM/JKN/HSA/10-05-01/R/15/15101 | 580 | 580 |  | 2026-01-01
713 | BEMS | P0 | Hospital Shah Alam, Selangor | Jabatan Obstetrik & Ginekologi | Klinik Obstetrik & Ginekologi | Fetal Heart Detectors, Ultrasonic | DETECTOR FOETAL HEART PORTABLE | Diagnostic | Basic | 11-696 | 1 | KKM/JKN/HSA/10-05-01/R/15/15103 | 580 | 580 |  | 2026-01-01
714 | BEMS | P0 | Hospital Shah Alam, Selangor | Jabatan Obstetrik & Ginekologi | Klinik Obstetrik & Ginekologi | Fetal Heart Detectors, Ultrasonic | DETECTOR FOETAL HEART PORTABLE | Diagnostic | Basic | 11-696 | 1 | KKM/JKN/HSA/10-05-01/R/15/15104 | 580 | 580 |  | 2026-01-01
715 | BEMS | P0 | Hospital Shah Alam, Selangor | Jabatan Pediatrik | Unit Rawatan Rapi Neonatal (NICU) | Oxygen Monitors | OXYGEN BREATH ANALYZER | Diagnostic | Intermediate | 12-863 | 1 | KKM/JKN/HSA/10-05-01/H/16/19 | 3200 | 3200 |  | 2026-01-01
716 | BEMS | P0 | Hospital Shah Alam, Selangor | Jabatan Anestesiologi & Rawatan Kritikal | Unit Rawatan Rapi (ICU) | Laryngoscopes, Rigid | LARYNGOSCOPE | Diagnostic | Basic | 15-076 | 1 | KKM/JKN/HSA/10-05-01/H/15/189 | 2000 | 2000 |  | 2026-01-01
717 | BEMS | P0 | Hospital Shah Alam, Selangor | Jabatan Anestesiologi & Rawatan Kritikal | Unit Rawatan Rapi (ICU) | Laryngoscopes, Rigid | LARYNGOSCOPE | Diagnostic | Basic | 15-076 | 1 | KKM/JKN/HSA/10-05-01/H/15/190 | 2000 | 2000 |  | 2026-01-01
718 | BEMS | P0 | Hospital Shah Alam, Selangor | Jabatan Obstetrik & Ginekologi | Dewan Bersalin (LDU) | Laryngoscopes, Rigid | LARYNGOSCOPE | Diagnostic | Basic | 15-076 | 1 | KKM/JKN/HSA/10-05-01/H/15/191 | 2000 | 2000 |  | 2026-01-01
719 | BEMS | P0 | Hospital Shah Alam, Selangor | Jabatan Obstetrik & Ginekologi | Dewan Bersalin (LDU) | Laryngoscopes, Rigid | LARYNGOSCOPE | Diagnostic | Basic | 15-076 | 1 | KKM/JKN/HSA/10-05-01/H/15/192 | 2000 | 2000 |  | 2026-01-01
720 | BEMS | P0 | Hospital Shah Alam, Selangor | Jabatan Kecemasan & Trauma | Jabatan Kecemasan & Trauma | Laryngoscopes, Rigid | LARYNGOSCOPE C/W 3 BLADES ADULT | Diagnostic | Basic | 15-076 | 1 | KKM/JKN/HSA/10-05-01/H/15/2811 | 2000 | 2000 |  | 2026-01-01
721 | BEMS | P0 | Hospital Shah Alam, Selangor | Jabatan Kecemasan & Trauma | Jabatan Kecemasan & Trauma | Laryngoscopes, Rigid | LARYNGOSCOPE C/W 3 BLADES ADULT | Diagnostic | Basic | 15-076 | 1 | KKM/JKN/HSA/10-05-01/H/15/2812 | 2000 | 2000 |  | 2026-01-01
722 | BEMS | P0 | Hospital Shah Alam, Selangor | Jabatan Kecemasan & Trauma | Jabatan Kecemasan & Trauma | Laryngoscopes, Rigid | LARYNGOSCOPE C/W 3 BLADES ADULT | Diagnostic | Basic | 15-076 | 1 | KKM/JKN/HSA/10-05-01/H/15/2813 | 2000 | 2000 |  | 2026-01-01
723 | BEMS | P0 | Hospital Shah Alam, Selangor | Jabatan Kecemasan & Trauma | Jabatan Kecemasan & Trauma | Laryngoscopes, Rigid | LARYNGOSCOPE C/W 3 BLADES ADULT | Diagnostic | Basic | 15-076 | 1 | KKM/JKN/HSA/10-05-01/H/15/2814 | 2000 | 2000 |  | 2026-01-01
724 | BEMS | P0 | Hospital Shah Alam, Selangor | Jabatan Anestesiologi & Rawatan Kritikal | Unit Rawatan Rapi (ICU) | Laryngoscopes, Rigid, Video | GLIDESCOPE C/W MONITOR | Diagnostic | Intermediate | 23-532 | 1 | KKM/JKN/HSA/10-05-01/H/16/108 | 49950 | 49950 |  | 2026-01-01
725 | BEMS | P0 | Hospital Shah Alam, Selangor | Jabatan Anestesiologi & Rawatan Kritikal | Unit Rawatan Rapi (ICU) | Laryngoscopes, Rigid, Video | INTUBATION SCOPE | Diagnostic | Intermediate | 23-532 | 1 | KKM/JKN/HSA/10-05-01/H/16/70 | 150900 | 150900 |  | 2026-01-01
726 | BEMS | P0 | Hospital Shah Alam, Selangor | Jabatan Kecemasan & Trauma | Jabatan Kecemasan & Trauma | Laryngoscopes, Rigid, Video | GLIDESCOPE | Diagnostic | Intermediate | 23-532 | 1 | KKM/JKN/HSA/10-05-01/H/18/143 | 45000 | 45000 |  | 2026-01-01
727 | BEMS | P0 | Hospital Shah Alam, Selangor | Jabatan Pembedahan Am | Unit Rawatan Pembedahan Harian | Sphygmomanometers, Aneroid | SPHYGMOMANOMETER ANEROID DESK MODEL | Diagnostic | Basic | 16-156 | 1 | KKM/JKN/HSA/10-05-01/R/15/14842 | 452.81 | 452.81 |  | 2026-01-01
728 | BEMS | P0 | Hospital Shah Alam, Selangor | Jabatan Pembedahan Am | Unit Rawatan Pembedahan Harian | Sphygmomanometers, Aneroid | SPHYGMOMANOMETER ANEROID DESK MODEL | Diagnostic | Basic | 16-156 | 1 | KKM/JKN/HSA/10-05-01/R/15/14843 | 452.81 | 452.81 |  | 2026-01-01
729 | BEMS | P0 | Hospital Shah Alam, Selangor | Jabatan Pembedahan Am | Klinik Pembedahan Am | Sphygmomanometers, Aneroid | SPHYGMOMANOMETER ANEROID DESK MODEL | Diagnostic | Basic | 16-156 | 1 | KKM/JKN/HSA/10-05-01/R/15/14844 | 452.81 | 452.81 |  | 2026-01-01
730 | BEMS | P0 | Hospital Shah Alam, Selangor | Jabatan Obstetrik & Ginekologi | Dewan Bersalin (LDU) | Sphygmomanometers, Aneroid | SPHYGMOMANOMETER ANEROID DESK MODEL | Diagnostic | Basic | 16-156 | 1 | KKM/JKN/HSA/10-05-01/R/15/14846 | 452.81 | 452.81 |  | 2026-01-01
731 | BEMS | P0 | Hospital Shah Alam, Selangor | Jabatan Obstetrik & Ginekologi | Dewan Bersalin (LDU) | Sphygmomanometers, Aneroid | SPHYGMOMANOMETER ANEROID DESK MODEL | Diagnostic | Basic | 16-156 | 1 | KKM/JKN/HSA/10-05-01/R/15/14847 | 452.81 | 452.81 |  | 2026-01-01
732 | BEMS | P0 | Hospital Shah Alam, Selangor | Jabatan Obstetrik & Ginekologi | Dewan Bersalin (LDU) | Sphygmomanometers, Aneroid | SPHYGMOMANOMETER ANEROID DESK MODEL | Diagnostic | Basic | 16-156 | 1 | KKM/JKN/HSA/10-05-01/R/15/14848 | 452.81 | 452.81 |  | 2026-01-01
733 | BEMS | P0 | Hospital Shah Alam, Selangor | Jabatan Obstetrik & Ginekologi | Dewan Bersalin (LDU) | Sphygmomanometers, Aneroid | SPHYGMOMANOMETER ANEROID DESK MODEL | Diagnostic | Basic | 16-156 | 1 | KKM/JKN/HSA/10-05-01/R/15/14849 | 452.81 | 452.81 |  | 2026-01-01
734 | BEMS | P0 | Hospital Shah Alam, Selangor | Jabatan Obstetrik & Ginekologi | Dewan Bedah Bersalin (MOT) | Sphygmomanometers, Aneroid | SPHYGMOMANOMETER ANEROID DESK MODEL | Diagnostic | Basic | 16-156 | 1 | KKM/JKN/HSA/10-05-01/R/15/14850 | 452.81 | 452.81 |  | 2026-01-01
735 | BEMS | P0 | Hospital Shah Alam, Selangor | Jabatan Obstetrik & Ginekologi | Dewan Bedah Bersalin (MOT) | Sphygmomanometers, Aneroid | SPHYGMOMANOMETER ANEROID DESK MODEL | Diagnostic | Basic | 16-156 | 1 | KKM/JKN/HSA/10-05-01/R/15/14851 | 452.81 | 452.81 |  | 2026-01-01
736 | BEMS | P0 | Hospital Shah Alam, Selangor | Jabatan Obstetrik & Ginekologi | Dewan Bersalin (LDU) | Sphygmomanometers, Aneroid | SPHYGMOMANOMETER ANEROID DESK MODEL | Diagnostic | Basic | 16-156 | 1 | KKM/JKN/HSA/10-05-01/R/15/14852 | 452.81 | 452.81 |  | 2026-01-01
737 | BEMS | P0 | Hospital Shah Alam, Selangor | Jabatan Obstetrik & Ginekologi | Dewan Bersalin (LDU) | Sphygmomanometers, Aneroid | SPHYGMOMANOMETER ANEROID DESK MODEL | Diagnostic | Basic | 16-156 | 1 | KKM/JKN/HSA/10-05-01/R/15/14853 | 452.81 | 452.81 |  | 2026-01-01
738 | BEMS | P0 | Hospital Shah Alam, Selangor | Jabatan Obstetrik & Ginekologi | Dewan Bersalin (LDU) | Sphygmomanometers, Aneroid | SPHYGMOMANOMETER ANEROID DESK MODEL | Diagnostic | Basic | 16-156 | 1 | KKM/JKN/HSA/10-05-01/R/15/14854 | 452.81 | 452.81 |  | 2026-01-01
739 | BEMS | P0 | Hospital Shah Alam, Selangor | Jabatan Obstetrik & Ginekologi | Dewan Bedah Bersalin (MOT) | Sphygmomanometers, Aneroid | SPHYGMOMANOMETER ANEROID DESK MODEL | Diagnostic | Basic | 16-156 | 1 | KKM/JKN/HSA/10-05-01/R/15/14855 | 452.81 | 452.81 |  | 2026-01-01
740 | BEMS | P0 | Hospital Shah Alam, Selangor | Jabatan Obstetrik & Ginekologi | Pusat Kemasukan Ibu Bersalin (PAC) | Sphygmomanometers, Aneroid | SPHYGMOMANOMETER ANEROID DESK MODEL | Diagnostic | Basic | 16-156 | 1 | KKM/JKN/HSA/10-05-01/R/15/14856 | 452.81 | 452.81 |  | 2026-01-01
741 | BEMS | P0 | Hospital Shah Alam, Selangor | Jabatan Obstetrik & Ginekologi | Pusat Kemasukan Ibu Bersalin (PAC) | Sphygmomanometers, Aneroid | SPHYGMOMANOMETER ANEROID DESK MODEL | Diagnostic | Basic | 16-156 | 1 | KKM/JKN/HSA/10-05-01/R/15/14857 | 452.81 | 452.81 |  | 2026-01-01
742 | BEMS | P0 | Hospital Shah Alam, Selangor | Jabatan Obstetrik & Ginekologi | Pusat Kemasukan Ibu Bersalin (PAC) | Sphygmomanometers, Aneroid | SPHYGMOMANOMETER ANEROID DESK MODEL | Diagnostic | Basic | 16-156 | 1 | KKM/JKN/HSA/10-05-01/R/15/14858 | 452.81 | 452.81 |  | 2026-01-01
743 | BEMS | P0 | Hospital Shah Alam, Selangor | Jabatan Obstetrik & Ginekologi | Klinik Obstetrik & Ginekologi | Sphygmomanometers, Aneroid | SPHYGMOMANOMETER ANEROID DESK MODEL | Diagnostic | Basic | 16-156 | 1 | KKM/JKN/HSA/10-05-01/R/15/14859 | 452.81 | 452.81 |  | 2026-01-01
744 | BEMS | P0 | Hospital Shah Alam, Selangor | Jabatan Obstetrik & Ginekologi | Klinik Obstetrik & Ginekologi | Sphygmomanometers, Aneroid | SPHYGMOMANOMETER ANEROID DESK MODEL | Diagnostic | Basic | 16-156 | 1 | KKM/JKN/HSA/10-05-01/R/15/14860 | 452.81 | 452.81 |  | 2026-01-01
745 | BEMS | P0 | Hospital Shah Alam, Selangor | Jabatan Obstetrik & Ginekologi | Klinik Obstetrik & Ginekologi | Sphygmomanometers, Aneroid | SPHYGMOMANOMETER ANEROID DESK MODEL | Diagnostic | Basic | 16-156 | 1 | KKM/JKN/HSA/10-05-01/R/15/14861 | 452.81 | 452.81 |  | 2026-01-01
746 | BEMS | P0 | Hospital Shah Alam, Selangor | Jabatan Obstetrik & Ginekologi | Klinik Obstetrik & Ginekologi | Sphygmomanometers, Aneroid | SPHYGMOMANOMETER ANEROID DESK MODEL | Diagnostic | Basic | 16-156 | 1 | KKM/JKN/HSA/10-05-01/R/15/14862 | 452.81 | 452.81 |  | 2026-01-01
747 | BEMS | P0 | Hospital Shah Alam, Selangor | Jabatan Obstetrik & Ginekologi | Klinik Obstetrik & Ginekologi | Sphygmomanometers, Aneroid | SPHYGMOMANOMETER ANEROID DESK MODEL | Diagnostic | Basic | 16-156 | 1 | KKM/JKN/HSA/10-05-01/R/15/14863 | 452.81 | 452.81 |  | 2026-01-01
748 | BEMS | P0 | Hospital Shah Alam, Selangor | Jabatan Obstetrik & Ginekologi | Klinik Obstetrik & Ginekologi | Sphygmomanometers, Aneroid | SPHYGMOMANOMETER ANEROID DESK MODEL | Diagnostic | Basic | 16-156 | 1 | KKM/JKN/HSA/10-05-01/R/15/14864 | 452.81 | 452.81 |  | 2026-01-01
749 | BEMS | P0 | Hospital Shah Alam, Selangor | Jabatan Obstetrik & Ginekologi | Klinik Obstetrik & Ginekologi | Sphygmomanometers, Aneroid | SPHYGMOMANOMETER ANEROID DESK MODEL | Diagnostic | Basic | 16-156 | 1 | KKM/JKN/HSA/10-05-01/R/15/14865 | 452.81 | 452.81 |  | 2026-01-01
750 | BEMS | P0 | Hospital Shah Alam, Selangor | Jabatan Obstetrik & Ginekologi | Klinik Obstetrik & Ginekologi | Sphygmomanometers, Aneroid | SPHYGMOMANOMETER ANEROID DESK MODEL | Diagnostic | Basic | 16-156 | 1 | KKM/JKN/HSA/10-05-01/R/15/14866 | 452.81 | 452.81 |  | 2026-01-01
751 | BEMS | P0 | Hospital Shah Alam, Selangor | Jabatan Obstetrik & Ginekologi | Klinik Obstetrik & Ginekologi | Sphygmomanometers, Aneroid | SPHYGMOMANOMETER ANEROID DESK MODEL | Diagnostic | Basic | 16-156 | 1 | KKM/JKN/HSA/10-05-01/R/15/14867 | 452.81 | 452.81 |  | 2026-01-01
752 | BEMS | P0 | Hospital Shah Alam, Selangor | Jabatan Obstetrik & Ginekologi | Klinik Obstetrik & Ginekologi | Sphygmomanometers, Aneroid | SPHYGMOMANOMETER ANEROID DESK MODEL | Diagnostic | Basic | 16-156 | 1 | KKM/JKN/HSA/10-05-01/R/15/14868 | 452.81 | 452.81 |  | 2026-01-01
753 | BEMS | P0 | Hospital Shah Alam, Selangor | Jabatan Obstetrik & Ginekologi | Klinik Obstetrik & Ginekologi | Sphygmomanometers, Aneroid | SPHYGMOMANOMETER ANEROID DESK MODEL | Diagnostic | Basic | 16-156 | 1 | KKM/JKN/HSA/10-05-01/R/15/14869 | 452.81 | 452.81 |  | 2026-01-01
754 | BEMS | P0 | Hospital Shah Alam, Selangor | Jabatan Obstetrik & Ginekologi | Klinik Obstetrik & Ginekologi | Sphygmomanometers, Aneroid | SPHYGMOMANOMETER ANEROID DESK MODEL | Diagnostic | Basic | 16-156 | 1 | KKM/JKN/HSA/10-05-01/R/15/14870 | 452.81 | 452.81 |  | 2026-01-01
755 | BEMS | P0 | Hospital Shah Alam, Selangor | Jabatan Obstetrik & Ginekologi | Klinik Obstetrik & Ginekologi | Sphygmomanometers, Aneroid | SPHYGMOMANOMETER ANEROID DESK MODEL | Diagnostic | Basic | 16-156 | 1 | KKM/JKN/HSA/10-05-01/R/15/14871 | 452.81 | 452.81 |  | 2026-01-01
756 | BEMS | P0 | Hospital Shah Alam, Selangor | Jabatan Obstetrik & Ginekologi | Klinik Obstetrik & Ginekologi | Sphygmomanometers, Aneroid | SPHYGMOMANOMETER ANEROID DESK MODEL | Diagnostic | Basic | 16-156 | 1 | KKM/JKN/HSA/10-05-01/R/15/14872 | 452.81 | 452.81 |  | 2026-01-01
757 | BEMS | P0 | Hospital Shah Alam, Selangor | Jabatan Obstetrik & Ginekologi | Klinik Obstetrik & Ginekologi | Sphygmomanometers, Aneroid | SPHYGMOMANOMETER ANEROID DESK MODEL | Diagnostic | Basic | 16-156 | 1 | KKM/JKN/HSA/10-05-01/R/15/14873 | 452.81 | 452.81 |  | 2026-01-01
758 | BEMS | P0 | Hospital Shah Alam, Selangor | Jabatan Obstetrik & Ginekologi | Klinik Obstetrik & Ginekologi | Sphygmomanometers, Aneroid | SPHYGMOMANOMETER ANEROID DESK MODEL | Diagnostic | Basic | 16-156 | 1 | KKM/JKN/HSA/10-05-01/R/15/14874 | 452.81 | 452.81 |  | 2026-01-01
759 | BEMS | P0 | Hospital Shah Alam, Selangor | Jabatan Obstetrik & Ginekologi | Klinik Obstetrik & Ginekologi | Sphygmomanometers, Aneroid | SPHYGMOMANOMETER ANEROID DESK MODEL | Diagnostic | Basic | 16-156 | 1 | KKM/JKN/HSA/10-05-01/R/15/14876 | 452.81 | 452.81 |  | 2026-01-01
760 | BEMS | P0 | Hospital Shah Alam, Selangor | Jabatan Obstetrik & Ginekologi | Wad Obstetrik & Ginekologi 8B | Sphygmomanometers, Aneroid | SPHYGMOMANOMETER ANEROID DESK MODEL | Diagnostic | Basic | 16-156 | 1 | KKM/JKN/HSA/10-05-01/R/15/14879 | 452.81 | 452.81 |  | 2026-01-01
761 | BEMS | P0 | Hospital Shah Alam, Selangor | Jabatan Obstetrik & Ginekologi | Wad Obstetrik & Ginekologi 8B | Sphygmomanometers, Aneroid | SPHYGMOMANOMETER ANEROID DESK MODEL | Diagnostic | Basic | 16-156 | 1 | KKM/JKN/HSA/10-05-01/R/15/14880 | 452.81 | 452.81 |  | 2026-01-01
762 | BEMS | P0 | Hospital Shah Alam, Selangor | Jabatan Pediatrik | Klinik Pediatrik | Sphygmomanometers, Aneroid | SPHYGMOMANOMETER ANEROID DESK MODEL | Diagnostic | Basic | 16-156 | 1 | KKM/JKN/HSA/10-05-01/R/15/14881 | 452.81 | 452.81 |  | 2026-01-01
763 | BEMS | P0 | Hospital Shah Alam, Selangor | Jabatan Pediatrik | Klinik Pediatrik | Sphygmomanometers, Aneroid | SPHYGMOMANOMETER ANEROID DESK MODEL | Diagnostic | Basic | 16-156 | 1 | KKM/JKN/HSA/10-05-01/R/15/14882 | 452.81 | 452.81 |  | 2026-01-01
764 | BEMS | P0 | Hospital Shah Alam, Selangor | Jabatan Anestesiologi & Rawatan Kritikal | Dewan Bedah Utama (GOT) | Sphygmomanometers, Aneroid | SPHYGMOMANOMETER ANEROID DESK MODEL | Diagnostic | Basic | 16-156 | 1 | KKM/JKN/HSA/10-05-01/R/15/14883 | 452.81 | 452.81 |  | 2026-01-01
765 | BEMS | P0 | Hospital Shah Alam, Selangor | Jabatan Perubatan Am | Klinik Perubatan | Sphygmomanometers, Aneroid | SPHYGMOMANOMETER ANEROID DESK MODEL | Diagnostic | Basic | 16-156 | 1 | KKM/JKN/HSA/10-05-01/R/15/14884 | 452.81 | 452.81 |  | 2026-01-01
766 | BEMS | P0 | Hospital Shah Alam, Selangor | Unit Hemodialisis | Unit Hemodialisis | Scales, Patient, Chair | REPROCESSOR MANAGEMENT SYSTEM (CHAIR WEIGHING SCALE) | Diagnostic | Basic | 13-460 | 1 | KKM/JKN/HSA/10-05-01/H/15/4721 | 30000 | 30000 |  | 2026-01-01
767 | BEMS | P0 | Hospital Shah Alam, Selangor | Unit Hemodialisis | High Dependency Ward (HDW) | Water Purification Systems, Reverse Osmosis, Hemodialysis, Portable | PORTABLE RO UNIT | Therapeutic | Intermediate | 20-683 | 1 | KKM/JKN/HSA/10-05-01/H/15/2460 | 44500 | 44500 |  | 2026-01-01
768 | BEMS | P0 | Hospital Shah Alam, Selangor | Unit Hemodialisis | High Dependency Ward (HDW) | Water Purification Systems, Reverse Osmosis, Hemodialysis, Portable | PORTABLE RO UNIT | Therapeutic | Intermediate | 20-683 | 1 | KKM/JKN/HSA/10-05-01/H/15/2461 | 44500 | 44500 |  | 2026-01-01
769 | BEMS | P0 | Hospital Shah Alam, Selangor | Jabatan Patologi | Jabatan Patologi | Slide Stainers | STAINER SLIDE 28 AUTOMATIC RANDOM ACCESS | Laboratory | Basic | 15-599 | 1 | KKM/JKN/HSA/10-05-01/H/15/3979 | 83000 | 83000 |  | 2026-01-01
770 | BEMS | P0 | Hospital Shah Alam, Selangor | Jabatan Patologi | Jabatan Patologi | Slide Stainers | STAINER SLIDE 28 AUTOMATIC RANDOM ACCESS | Laboratory | Basic | 15-599 | 1 | KKM/JKN/HSA/10-05-01/H/15/3980 | 83000 | 83000 |  | 2026-01-01
771 | BEMS | P0 | Hospital Shah Alam, Selangor | Jabatan Patologi | Jabatan Patologi | Tissue Processors | TISSUE PROCESSOR | Laboratory | Intermediate | 15-190 | 1 | KKM/JKN/HSA/10-05-01/H/16/51 | 159800 | 159800 |  | 2026-01-01
772 | BEMS | P0 | Hospital Shah Alam, Selangor | Jabatan Farmasi | Farmasi Pesakit Dalam | Balances, Electronic, Analytical | BALANCE ELECTRONIC | Laboratory | Intermediate | 18-449 | 1 | KKM/JKN/HSA/10-05-01/R/15/16384 | 1600 | 1600 |  | 2026-01-01
773 | BEMS | P0 | Hospital Shah Alam, Selangor | Jabatan Patologi | Jabatan Patologi | Centrifuges, Tabletop, High-Speed, Microhematocrit | CENTRIFUGE (SEROFUGE) IMMUNOHAEMATOLOGY | Laboratory | Basic | 10-779 | 1 | KKM/JKN/HSA/10-05-01/H/15/3992 | 5800 | 5800 |  | 2026-01-01
774 | BEMS | P0 | Hospital Shah Alam, Selangor | Jabatan Patologi | Jabatan Patologi | Centrifuges, Tabletop, High-Speed, Microhematocrit | CENTRIFUGE (SEROFUGE) IMMUNOHAEMATOLOGY | Laboratory | Basic | 10-779 | 1 | KKM/JKN/HSA/10-05-01/H/15/3993 | 5800 | 5800 |  | 2026-01-01
775 | BEMS | P0 | Hospital Shah Alam, Selangor | Jabatan Patologi | Jabatan Patologi | Centrifuges, Tabletop, High-Speed, Microhematocrit | CENTRIFUGE (SEROFUGE) IMMUNOHAEMATOLOGY | Laboratory | Basic | 10-779 | 1 | KKM/JKN/HSA/10-05-01/H/15/3994 | 5800 | 5800 |  | 2026-01-01
776 | BEMS | P0 | Hospital Shah Alam, Selangor | Jabatan Patologi | Jabatan Patologi | Centrifuges, Tabletop, High-Speed, Microhematocrit | CENTRIFUGE (SEROFUGE) IMMUNOHAEMATOLOGY | Laboratory | Basic | 10-779 | 1 | KKM/JKN/HSA/10-05-01/H/15/3995 | 5800 | 5800 |  | 2026-01-01
777 | BEMS | P0 | Hospital Shah Alam, Selangor | Jabatan Patologi | Jabatan Patologi | Centrifuges, Tabletop, High-Speed, Microhematocrit | CENTRIFUGE (SEROFUGE) IMMUNOHAEMATOLOGY | Laboratory | Basic | 10-779 | 1 | KKM/JKN/HSA/10-05-01/H/15/3996 | 5800 | 5800 |  | 2026-01-01
778 | BEMS | P0 | Hospital Shah Alam, Selangor | Jabatan Patologi | Jabatan Patologi | Centrifuges, Tabletop | CENTRIFUGE BENCH TOP MULTI USE | Laboratory | Basic | 10-780 | 1 | KKM/JKN/HSA/10-05-01/H/15/3899 | 15300 | 15300 |  | 2026-01-01
779 | BEMS | P0 | Hospital Shah Alam, Selangor | Jabatan Patologi | Jabatan Patologi | Centrifuges, Tabletop | CENTRIFUGE BENCH TOP MULTI USE | Laboratory | Basic | 10-780 | 1 | KKM/JKN/HSA/10-05-01/H/15/3900 | 15300 | 15300 |  | 2026-01-01
780 | BEMS | P0 | Hospital Shah Alam, Selangor | Jabatan Patologi | Jabatan Patologi | Centrifuges, Tabletop | CENTRIFUGE BENCH TOP MULTI USE | Laboratory | Basic | 10-780 | 1 | KKM/JKN/HSA/10-05-01/H/15/3901 | 15300 | 15300 |  | 2026-01-01
781 | BEMS | P0 | Hospital Shah Alam, Selangor | Jabatan Patologi | Jabatan Patologi | Centrifuges, Tabletop | CENTRIFUGE BENCH TOP MULTI USE | Laboratory | Basic | 10-780 | 1 | KKM/JKN/HSA/10-05-01/H/15/3902 | 15300 | 15300 |  | 2026-01-01
782 | BEMS | P0 | Hospital Shah Alam, Selangor | Jabatan Patologi | Jabatan Patologi | Centrifuges, Tabletop | CENTRIFUGE BENCH TOP MULTI USE | Laboratory | Basic | 10-780 | 1 | KKM/JKN/HSA/10-05-01/H/15/3903 | 15300 | 15300 |  | 2026-01-01
783 | BEMS | P0 | Hospital Shah Alam, Selangor | Jabatan Patologi | Jabatan Patologi | Centrifuges, Tabletop | CENTRIFUGE BENCH TOP MULTI USE | Laboratory | Basic | 10-780 | 1 | KKM/JKN/HSA/10-05-01/H/15/3904 | 15300 | 15300 |  | 2026-01-01
784 | BEMS | P0 | Hospital Shah Alam, Selangor | Jabatan Patologi | Jabatan Patologi | Centrifuges, Tabletop | CENTRIFUGE BENCH TOP MULTI USE | Laboratory | Basic | 10-780 | 1 | KKM/JKN/HSA/10-05-01/H/15/3905 | 15300 | 15300 |  | 2026-01-01
785 | BEMS | P0 | Hospital Shah Alam, Selangor | Jabatan Patologi | Jabatan Patologi | Centrifuges, Tabletop | CENTRIFUGE BENCH TOP MULTI USE | Laboratory | Basic | 10-780 | 1 | KKM/JKN/HSA/10-05-01/H/15/3906 | 15300 | 15300 |  | 2026-01-01
786 | BEMS | P0 | Hospital Shah Alam, Selangor | Jabatan Patologi | Jabatan Patologi | Centrifuges, Tabletop | CENTRIFUGE BENCH TOP MULTI USE | Laboratory | Basic | 10-780 | 1 | KKM/JKN/HSA/10-05-01/H/15/3907 | 15300 | 15300 |  | 2026-01-01
787 | BEMS | P0 | Hospital Shah Alam, Selangor | Jabatan Patologi | Jabatan Patologi | Centrifuges, Tabletop | CENTRIFUGE BENCH TOP MULTI USE | Laboratory | Basic | 10-780 | 1 | KKM/JKN/HSA/10-05-01/H/15/3908 | 15300 | 15300 |  | 2026-01-01
788 | BEMS | P0 | Hospital Shah Alam, Selangor | Jabatan Patologi | Jabatan Patologi | Centrifuges, Tabletop, Low-Speed, Nonrefrigerated, Cell Washing | CENTRIFUGE CELL WASHING | Laboratory | Intermediate | 16-815 | 1 | KKM/JKN/HSA/10-05-01/H/15/4014 | 5500 | 5500 |  | 2026-01-01
789 | BEMS | P0 | Hospital Shah Alam, Selangor | Jabatan Patologi | Jabatan Patologi | Centrifuges, Tabletop, Low-Speed, Nonrefrigerated, Cytological | CENTRIFUGE CYTOLOGY | Laboratory | Intermediate | 16-765 | 1 | KKM/JKN/HSA/10-05-01/H/15/4013 | 14900 | 14900 |  | 2026-01-01
790 | BEMS | P0 | Hospital Shah Alam, Selangor | Jabatan Patologi | Jabatan Patologi | Incubators, Laboratory, Shaker/Rotator, Platelet | PLATELET AGITATOR WITH INCUBATOR | Laboratory | Basic | 23-431 | 1 | KKM/JKN/HSA/10-05-01/H/15/3984 | 25000 | 25000 |  | 2026-01-01
791 | BEMS | P0 | Hospital Shah Alam, Selangor | Jabatan Patologi | Jabatan Patologi | Crimpers | TUBE SEALER - BENCH TOP | Laboratory | Basic | 16-463 | 1 | KKM/JKN/HSA/10-05-01/H/15/3982 | 8528 | 8528 |  | 2026-01-01
792 | BEMS | P0 | Hospital Shah Alam, Selangor | Jabatan Patologi | Jabatan Patologi | Microtomes, Cryostat | MICROTOME CRYOSTAT W/ACCESSORIES | Laboratory | Intermediate | 15-157 | 1 | KKM/JKN/HSA/10-05-01/H/15/3981 | 68750 | 68750 |  | 2026-01-01
793 | BEMS | P0 | Hospital Shah Alam, Selangor | Jabatan Patologi | Jabatan Patologi | Microtomes, Cryostat | MICROTOME SEMI THIN | Laboratory | Intermediate | 15-157 | 1 | KKM/JKN/HSA/10-05-01/H/15/3975 | 52700 | 52700 |  | 2026-01-01
794 | BEMS | P0 | Hospital Shah Alam, Selangor | Jabatan Patologi | Jabatan Patologi | Incubators, Laboratory, Thermocycling | INCUBATOR BACTERIOLOGICAL | Laboratory | Intermediate | 18-013 | 1 | KKM/JKN/HSA/10-05-01/H/15/3966 | 6000 | 6000 |  | 2026-01-01
795 | BEMS | P0 | Hospital Shah Alam, Selangor | Jabatan Patologi | Jabatan Patologi | Incubators, Laboratory, Thermocycling | INCUBATOR BACTERIOLOGICAL | Laboratory | Intermediate | 18-013 | 1 | KKM/JKN/HSA/10-05-01/H/15/3967 | 6000 | 6000 |  | 2026-01-01
796 | BEMS | P0 | Hospital Shah Alam, Selangor | Jabatan Patologi | Jabatan Patologi | Incubators, Laboratory, Thermocycling | INCUBATOR BACTERIOLOGICAL | Laboratory | Intermediate | 18-013 | 1 | KKM/JKN/HSA/10-05-01/H/15/3968 | 6000 | 6000 |  | 2026-01-01
797 | BEMS | P0 | Hospital Shah Alam, Selangor | Jabatan Patologi | Jabatan Patologi | Mixers, Clinical Laboratory | MIXER VORTEX | Laboratory | Basic | 15-161 | 1 | KKM/JKN/HSA/10-05-01/R/15/15032 | 814 | 814 |  | 2026-01-01
798 | BEMS | P0 | Hospital Shah Alam, Selangor | Jabatan Patologi | Jabatan Patologi | Mixers, Clinical Laboratory | MIXER VORTEX | Laboratory | Basic | 15-161 | 1 | KKM/JKN/HSA/10-05-01/R/15/15033 | 814 | 814 |  | 2026-01-01
799 | BEMS | P0 | Hospital Shah Alam, Selangor | Jabatan Patologi | Jabatan Patologi | Mixers, Clinical Laboratory | MIXER VORTEX | Laboratory | Basic | 15-161 | 1 | KKM/JKN/HSA/10-05-01/R/15/15034 | 814 | 814 |  | 2026-01-01
800 | BEMS | P0 | Hospital Shah Alam, Selangor | Jabatan Perubatan Forensik | Jabatan Perubatan Forensik | Balances, Electronic, Analytical | BALANCE ANALYSIS 200 G CAP | Laboratory | Intermediate | 18-449 | 1 | KKM/JKN/HSA/10-05-01/H/15/2842 | 2440 | 2440 |  | 2026-01-01
801 | BEMS | P0 | Hospital Shah Alam, Selangor | Jabatan Patologi | Jabatan Patologi | Balances, Electronic, Analytical | BALANCE ANALYSIS 200 G CAP | Laboratory | Intermediate | 18-449 | 1 | KKM/JKN/HSA/10-05-01/H/15/3947 | 2440 | 2440 |  | 2026-01-01
802 | BEMS | P0 | Hospital Shah Alam, Selangor | Jabatan Patologi | Jabatan Patologi | Balances, Electronic, Analytical | BALANCE ELECTRONIC 0.01 TO 300G CAP | Laboratory | Intermediate | 18-449 | 1 | KKM/JKN/HSA/10-05-01/R/15/15057 | 1740 | 1740 |  | 2026-01-01
803 | BEMS | P0 | Hospital Shah Alam, Selangor | Jabatan Perubatan Forensik | Jabatan Perubatan Forensik | Balances, Electronic, Analytical | BALANCE TOP LOADING 600G CAP | Laboratory | Intermediate | 18-449 | 1 | KKM/JKN/HSA/10-05-01/R/15/13485 | 1240 | 1240 |  | 2026-01-01
804 | BEMS | P0 | Hospital Shah Alam, Selangor | Jabatan Patologi | Jabatan Patologi | Balances, Electronic, Analytical | BALANCE TOP LOADING 600G CAP | Laboratory | Intermediate | 18-449 | 1 | KKM/JKN/HSA/10-05-01/R/15/15056 | 1240 | 1240 |  | 2026-01-01
805 | BEMS | P0 | Hospital Shah Alam, Selangor | Jabatan Farmasi | Farmasi Pesakit Dalam | Balances, Electronic, Analytical | BALANCE TOP LOADING 600G CAP | Laboratory | Intermediate | 18-449 | 1 | KKM/JKN/HSA/10-05-01/R/15/16383 | 1240 | 1240 |  | 2026-01-01
806 | BEMS | P0 | Hospital Shah Alam, Selangor | Jabatan Perubatan Forensik | Jabatan Perubatan Forensik | Balances, Electronic | BALANCE TOP LOADING UP TO 3 KG | Laboratory | Intermediate | 10-263 | 1 | KKM/JKN/HSA/10-05-01/H/15/3093 | 2760 | 2760 |  | 2026-01-01
807 | BEMS | P0 | Hospital Shah Alam, Selangor | Jabatan Patologi | Jabatan Patologi | Balances, Electronic | BALANCE TOP LOADING UP TO 3 KG | Laboratory | Intermediate | 10-263 | 1 | KKM/JKN/HSA/10-05-01/H/15/3941 | 2760 | 2760 |  | 2026-01-01
808 | BEMS | P0 | Hospital Shah Alam, Selangor | Jabatan Pediatrik | Unit Rawatan Rapi Neonatal (NICU) | Balances, Electronic | WEIGHING SCALE TOP LOADING | Laboratory | Intermediate | 10-263 | 1 | KKM/JKN/HSA/10-05-01/R/15/6958 | 540 | 540 |  | 2026-01-01
809 | BEMS | P0 | Hospital Shah Alam, Selangor | Jabatan Patologi | Jabatan Patologi | Stirrers | MAGNETIC STIRRER WITH HEATING/HOTPLATE STIRRER | Laboratory | Basic | 15-651 | 1 | KKM/JKN/HSA/10-05-01/H/16/3 | 2236 | 2236 |  | 2026-01-01
810 | BEMS | P0 | Hospital Shah Alam, Selangor | Jabatan Patologi | Jabatan Patologi | Stirrers | MAGNETIC STIRRER WITH HEATING/HOTPLATE STIRRER | Laboratory | Basic | 15-651 | 1 | KKM/JKN/HSA/10-05-01/H/16/4 | 2236 | 2236 |  | 2026-01-01
811 | BEMS | P0 | Hospital Shah Alam, Selangor | Jabatan Patologi | Jabatan Patologi | Stirrers | MAGNETIC STIRRER WITH HEATING/HOTPLATE STIRRER | Laboratory | Basic | 15-651 | 1 | KKM/JKN/HSA/10-05-01/H/16/5 | 2236 | 2236 |  | 2026-01-01
812 | BEMS | P0 | Hospital Shah Alam, Selangor | Jabatan Patologi | Jabatan Patologi | Centrifuges, Tabletop | LAB CENTRIFUGE | Laboratory | Basic | 10-780 | 1 | KKM/JKN/HSA/10-05-01/H/16/13 | 10000 | 10000 |  | 2026-01-01
813 | BEMS | P0 | Hospital Shah Alam, Selangor | Jabatan Patologi | Jabatan Patologi | Incubators, Aerobic | GEL CARD INCUBATOR | Laboratory | Intermediate | 15-151 | 1 | KKM/JKN/HSA/10-05-01/H/16/12 | 10000 | 10000 |  | 2026-01-01
814 | BEMS | P0 | Hospital Shah Alam, Selangor | Jabatan Bedah Mulut & Pergigian Pediatrik | Klinik Bedah Mulut & Klinik Pergigian Pediatrik | Centrifuges, Tabletop | LAB CENTRIFUGE | Laboratory | Basic | 10-780 | 1 | KKM/JKN/HSA/10-05-01/H/16/48 | 12800 | 12800 |  | 2026-01-01
815 | BEMS | P0 | Hospital Shah Alam, Selangor | Jabatan Farmasi | Farmasi Pesakit Dalam | Ovens, Drying | UNIVERSAL OVEN | Laboratory | Basic | 14-410 | 1 | KKM/JKN/HSA/10-05-01/H/16/26 | 5400 | 5400 |  | 2026-01-01
816 | BEMS | P0 | Hospital Shah Alam, Selangor | Jabatan Farmasi | Farmasi Pesakit Dalam | Mixers, Clinical Laboratory | LAB MIXER | Laboratory | Basic | 15-161 | 1 | KKM/JKN/HSA/10-05-01/H/16/54 | 33900 | 33900 |  | 2026-01-01
817 | BEMS | P0 | Hospital Shah Alam, Selangor | Jabatan Kecemasan & Trauma | Jabatan Kecemasan & Trauma | Scales, Infant | SCALES BABY DIGITAL/ELECTRONIC W/MEASURE | Diagnostic | Basic | 13-462 | 1 | KKM/JKN/HSA/10-05-01/R/15/7024 | 1500 | 1500 |  | 2026-01-01
818 | BEMS | P0 | Hospital Shah Alam, Selangor | Jabatan Obstetrik & Ginekologi | Dewan Bersalin (LDU) | Scales, Infant | SCALES BABY DIGITAL/ELECTRONIC W/MEASURE | Diagnostic | Basic | 13-462 | 1 | KKM/JKN/HSA/10-05-01/R/15/7025 | 1500 | 1500 |  | 2026-01-01
819 | BEMS | P0 | Hospital Shah Alam, Selangor | Jabatan Obstetrik & Ginekologi | Dewan Bersalin (LDU) | Scales, Infant | SCALES BABY DIGITAL/ELECTRONIC W/MEASURE | Diagnostic | Basic | 13-462 | 1 | KKM/JKN/HSA/10-05-01/R/15/7026 | 1500 | 1500 |  | 2026-01-01
820 | BEMS | P0 | Hospital Shah Alam, Selangor | Jabatan Obstetrik & Ginekologi | Dewan Bersalin (LDU) | Scales, Infant | SCALES BABY DIGITAL/ELECTRONIC W/MEASURE | Diagnostic | Basic | 13-462 | 1 | KKM/JKN/HSA/10-05-01/R/15/7027 | 1500 | 1500 |  | 2026-01-01
821 | BEMS | P0 | Hospital Shah Alam, Selangor | Jabatan Obstetrik & Ginekologi | Dewan Bersalin (LDU) | Scales, Infant | SCALES BABY DIGITAL/ELECTRONIC W/MEASURE | Diagnostic | Basic | 13-462 | 1 | KKM/JKN/HSA/10-05-01/R/15/7028 | 1500 | 1500 |  | 2026-01-01
822 | BEMS | P0 | Hospital Shah Alam, Selangor | Jabatan Obstetrik & Ginekologi | Pusat Kemasukan Ibu Bersalin (PAC) | Scales, Infant | SCALES BABY DIGITAL/ELECTRONIC W/MEASURE | Diagnostic | Basic | 13-462 | 1 | KKM/JKN/HSA/10-05-01/R/15/7029 | 1500 | 1500 |  | 2026-01-01
823 | BEMS | P0 | Hospital Shah Alam, Selangor | Jabatan Pediatrik | Unit Rawatan Rapi Neonatal (NICU) | Scales, Infant | SCALES BABY DIGITAL/ELECTRONIC W/MEASURE | Diagnostic | Basic | 13-462 | 1 | KKM/JKN/HSA/10-05-01/R/15/7030 | 1500 | 1500 |  | 2026-01-01
824 | BEMS | P0 | Hospital Shah Alam, Selangor | Jabatan Pediatrik | Unit Rawatan Rapi Neonatal (NICU) | Scales, Infant | SCALES BABY DIGITAL/ELECTRONIC W/MEASURE | Diagnostic | Basic | 13-462 | 1 | KKM/JKN/HSA/10-05-01/R/15/7031 | 1500 | 1500 |  | 2026-01-01
825 | BEMS | P0 | Hospital Shah Alam, Selangor | Jabatan Pediatrik | Unit Rawatan Rapi Neonatal (NICU) | Scales, Infant | SCALES BABY DIGITAL/ELECTRONIC W/MEASURE | Diagnostic | Basic | 13-462 | 1 | KKM/JKN/HSA/10-05-01/R/15/7032 | 1500 | 1500 |  | 2026-01-01
826 | BEMS | P0 | Hospital Shah Alam, Selangor | Jabatan Pediatrik | Unit Rawatan Rapi Neonatal (NICU) | Scales, Infant | SCALES BABY DIGITAL/ELECTRONIC W/MEASURE | Diagnostic | Basic | 13-462 | 1 | KKM/JKN/HSA/10-05-01/R/15/7033 | 1500 | 1500 |  | 2026-01-01
827 | BEMS | P0 | Hospital Shah Alam, Selangor | Jabatan Pediatrik | Unit Rawatan Rapi Neonatal (NICU) | Scales, Infant | SCALES BABY DIGITAL/ELECTRONIC W/MEASURE | Diagnostic | Basic | 13-462 | 1 | KKM/JKN/HSA/10-05-01/R/15/7034 | 1500 | 1500 |  | 2026-01-01
828 | BEMS | P0 | Hospital Shah Alam, Selangor | Jabatan Pediatrik | Unit Rawatan Rapi Neonatal (NICU) | Scales, Infant | SCALES BABY DIGITAL/ELECTRONIC W/MEASURE | Diagnostic | Basic | 13-462 | 1 | KKM/JKN/HSA/10-05-01/R/15/7035 | 1500 | 1500 |  | 2026-01-01
829 | BEMS | P0 | Hospital Shah Alam, Selangor | Jabatan Pediatrik | Klinik Pediatrik | Scales, Infant | SCALES BABY DIGITAL/ELECTRONIC W/MEASURE | Diagnostic | Basic | 13-462 | 1 | KKM/JKN/HSA/10-05-01/R/15/7036 | 1500 | 1500 |  | 2026-01-01
830 | BEMS | P0 | Hospital Shah Alam, Selangor | Jabatan Obstetrik & Ginekologi | Wad Obstetrik & Ginekologi 8A | Scales, Infant | SCALES BABY DIGITAL/ELECTRONIC W/MEASURE | Diagnostic | Basic | 13-462 | 1 | KKM/JKN/HSA/10-05-01/R/15/7037 | 1500 | 1500 |  | 2026-01-01
831 | BEMS | P0 | Hospital Shah Alam, Selangor | Jabatan Obstetrik & Ginekologi | Wad Obstetrik & Ginekologi 8B | Scales, Infant | SCALES BABY DIGITAL/ELECTRONIC W/MEASURE | Diagnostic | Basic | 13-462 | 1 | KKM/JKN/HSA/10-05-01/R/15/7038 | 1500 | 1500 |  | 2026-01-01
832 | BEMS | P0 | Hospital Shah Alam, Selangor | Jabatan Patologi | Jabatan Patologi | Mixers, Blood Tube | ROLLER MIXER BLOOD SAMPLE | Laboratory | Basic | 16-384 | 1 | KKM/JKN/HSA/10-05-01/H/15/3985 | 7200 | 7200 |  | 2026-01-01
833 | BEMS | P0 | Hospital Shah Alam, Selangor | Jabatan Patologi | Jabatan Patologi | Mixers, Blood Tube | ROLLER MIXER BLOOD SAMPLE | Laboratory | Basic | 16-384 | 1 | KKM/JKN/HSA/10-05-01/H/15/3986 | 7200 | 7200 |  | 2026-01-01
834 | BEMS | P0 | Hospital Shah Alam, Selangor | Jabatan Patologi | Jabatan Patologi | Mixers, Blood Tube | ROLLER MIXER BLOOD SAMPLE | Laboratory | Basic | 16-384 | 1 | KKM/JKN/HSA/10-05-01/H/15/3987 | 7200 | 7200 |  | 2026-01-01
835 | BEMS | P0 | Hospital Shah Alam, Selangor | Jabatan Patologi | Jabatan Patologi | Mixers, Blood Tube | ROLLER MIXER BLOOD SAMPLE | Laboratory | Basic | 16-384 | 1 | KKM/JKN/HSA/10-05-01/H/15/3988 | 7200 | 7200 |  | 2026-01-01
836 | BEMS | P0 | Hospital Shah Alam, Selangor | Jabatan Patologi | Jabatan Patologi | Mixers, Blood Tube | ROLLER MIXER BLOOD SAMPLE | Laboratory | Basic | 16-384 | 1 | KKM/JKN/HSA/10-05-01/H/15/3989 | 7200 | 7200 |  | 2026-01-01
837 | BEMS | P0 | Hospital Shah Alam, Selangor | Jabatan Dietetik & Sajian | Jabatan Dietetik & Sajian | Scales, Infant | INFANT/ BABY SCALER | Diagnostic | Basic | 13-462 | 1 | KKM/JKN/HSA/10-05-01/R/16/13 | 800 | 800 |  | 2026-01-01
838 | BEMS | P0 | Hospital Shah Alam, Selangor | Jabatan Patologi | Jabatan Patologi | Incubators, Laboratory, Thermocycling | INCUBATORS, LABORATORY, THERMOCYCLING | Laboratory | Intermediate | 18-013 | 1 | KKM/JKN/HSA/10-05-01/H/15/3970 | 4000 | 4000 |  | 2026-01-01
839 | BEMS | P0 | Hospital Shah Alam, Selangor | Jabatan Patologi | Jabatan Patologi | Incubators, Laboratory, Thermocycling | INCUBATORS, LABORATORY, THERMOCYCLING | Laboratory | Intermediate | 18-013 | 1 | KKM/JKN/HSA/10-05-01/H/15/3971 | 4000 | 4000 |  | 2026-01-01
840 | BEMS | P0 | Hospital Shah Alam, Selangor | Jabatan Patologi | Jabatan Patologi | Incubators, Laboratory, Thermocycling | HOT AIR OVEN MEMMERT | Laboratory | Intermediate | 18-013 | 1 | KKM/JKN/HSA/10-05-01/H/15/3969 | 3000 | 3000 |  | 2026-01-01
841 | BEMS | P0 | Hospital Shah Alam, Selangor | Jabatan Patologi | Jabatan Patologi | Water Purification Systems, Deionization | WATER PURIFICATION SYSTEMS, DEIONIZATION | Laboratory | Basic | 14-435 | 1 | KKM/JKN/HSA/10-05-01/H/15/4020 | 34000 | 34000 |  | 2026-01-01
842 | BEMS | P0 | Hospital Shah Alam, Selangor | Jabatan Patologi | Jabatan Patologi | Water Purification Systems, Deionization | WATER DISTILLER | Laboratory | Basic | 14-435 | 1 | KKM/JKN/HSA/10-05-01/H/15/4024 | 9880 | 9880 |  | 2026-01-01
843 | BEMS | P0 | Hospital Shah Alam, Selangor | Jabatan Farmasi | Farmasi Pesakit Dalam | Water Purification Systems, Deionization | WATER DISTILLER | Laboratory | Basic | 14-435 | 1 | KKM/JKN/HSA/10-05-01/H/15/4024 | 15200 | 15200 |  | 2026-01-01
844 | BEMS | P0 | Hospital Shah Alam, Selangor | Jabatan Patologi | Jabatan Patologi | Water Purification Systems, Deionization | WATER PURIFICATION SYSTEMS, DEIONIZATION | Laboratory | Basic | 14-435 | 1 | KKM/JKN/HSA/10-05-01/H/15/3934 | 24000 | 24000 |  | 2026-01-01
845 | BEMS | P0 | Hospital Shah Alam, Selangor | Jabatan Obstetrik & Ginekologi | Wad Obstetrik & Ginekologi 8A | Oximeters, Pulse | MONITOR APNOEA NON INVASIVE | Diagnostic | Intermediate | 17-148 | 1 | KKM/JKN/HSA/10-05-01/H/15/4183 | 6957.6 | 6957.6 |  | 2026-01-01
846 | BEMS | P0 | Hospital Shah Alam, Selangor | Jabatan Obstetrik & Ginekologi | Wad Obstetrik & Ginekologi 8B | Oximeters, Pulse | MONITOR APNOEA NON INVASIVE | Diagnostic | Intermediate | 17-148 | 1 | KKM/JKN/HSA/10-05-01/H/15/4184 | 6957.6 | 6957.6 |  | 2026-01-01
847 | BEMS | P0 | Hospital Shah Alam, Selangor | Jabatan Pediatrik | Unit Rawatan Rapi Neonatal (NICU) | Oximeters, Pulse | MONITOR APNOEA NON INVASIVE | Diagnostic | Intermediate | 17-148 | 1 | KKM/JKN/HSA/10-05-01/H/15/5023 | 6957.6 | 6957.6 |  | 2026-01-01
848 | BEMS | P0 | Hospital Shah Alam, Selangor | Jabatan Pediatrik | Unit Rawatan Rapi Neonatal (NICU) | Oximeters, Pulse | MONITOR APNOEA NON INVASIVE | Diagnostic | Intermediate | 17-148 | 1 | KKM/JKN/HSA/10-05-01/H/15/5025 | 6957.6 | 6957.6 |  | 2026-01-01
849 | BEMS | P0 | Hospital Shah Alam, Selangor | Jabatan Pediatrik | Unit Rawatan Rapi Neonatal (NICU) | Oximeters, Pulse | MONITOR APNOEA NON INVASIVE | Diagnostic | Intermediate | 17-148 | 1 | KKM/JKN/HSA/10-05-01/H/15/5026 | 6957.6 | 6957.6 |  | 2026-01-01
850 | BEMS | P0 | Hospital Shah Alam, Selangor | Jabatan Pediatrik | Unit Rawatan Rapi Neonatal (NICU) | Oximeters, Pulse | MONITOR APNOEA NON INVASIVE | Diagnostic | Intermediate | 17-148 | 1 | KKM/JKN/HSA/10-05-01/H/17/23 | 8000 | 8000 |  | 2026-01-01
851 | BEMS | P0 | Hospital Shah Alam, Selangor | Jabatan Pediatrik | Unit Rawatan Rapi Neonatal (NICU) | Oximeters, Pulse | MONITOR APNOEA NON INVASIVE | Diagnostic | Intermediate | 17-148 | 1 | KKM/JKN/HSA/10-05-01/H/17/24 | 8000 | 8000 |  | 2026-01-01
852 | BEMS | P0 | Hospital Shah Alam, Selangor | Jabatan Pediatrik | Unit Rawatan Rapi Neonatal (NICU) | Oximeters, Pulse | MONITOR APNOEA NON INVASIVE | Diagnostic | Intermediate | 17-148 | 1 | KKM/JKN/HSA/10-05-01/H/17/25 | 8000 | 8000 |  | 2026-01-01
853 | BEMS | P0 | Hospital Shah Alam, Selangor | Jabatan Pediatrik | Unit Rawatan Rapi Neonatal (NICU) | Oximeters, Pulse | MONITOR APNOEA NON INVASIVE | Diagnostic | Intermediate | 17-148 | 1 | KKM/JKN/HSA/10-05-01/H/17/26 | 8000 | 8000 |  | 2026-01-01
854 | BEMS | P0 | Hospital Shah Alam, Selangor | Jabatan Kecemasan & Trauma | Jabatan Kecemasan & Trauma | Oximeters, Pulse | OXIMETER PULSE | Diagnostic | Intermediate | 17-148 | 1 | KKM/JKN/HSA/10-05-01/H/15/971 | 4000 | 4000 |  | 2026-01-01
855 | BEMS | P0 | Hospital Shah Alam, Selangor | Jabatan Kecemasan & Trauma | Jabatan Kecemasan & Trauma | Oximeters, Pulse | OXIMETER PULSE | Diagnostic | Intermediate | 17-148 | 1 | KKM/JKN/HSA/10-05-01/H/15/972 | 4000 | 4000 |  | 2026-01-01
856 | BEMS | P0 | Hospital Shah Alam, Selangor | Jabatan Perubatan Am | Wad Perubatan Lelaki 10A | Oximeters, Pulse | OXIMETER PULSE | Diagnostic | Intermediate | 17-148 | 1 | KKM/JKN/HSA/10-05-01/H/15/975 | 4000 | 4000 |  | 2026-01-01
857 | BEMS | P0 | Hospital Shah Alam, Selangor | Jabatan Perubatan Am | Wad Perubatan Perempuan 10B | Oximeters, Pulse | OXIMETER PULSE | Diagnostic | Intermediate | 17-148 | 1 | KKM/JKN/HSA/10-05-01/H/15/977 | 4000 | 4000 |  | 2026-01-01
858 | BEMS | P0 | Hospital Shah Alam, Selangor | Jabatan Pediatrik | Wad Pediatrik | Oximeters, Pulse | OXIMETER PULSE | Diagnostic | Intermediate | 17-148 | 1 | KKM/JKN/HSA/10-05-01/H/15/978 | 4000 | 4000 |  | 2026-01-01
859 | BEMS | P0 | Hospital Shah Alam, Selangor | Jabatan Pediatrik | Unit Rawatan Rapi Neonatal (NICU) | Oximeters, Pulse | OXIMETER PULSE | Diagnostic | Intermediate | 17-148 | 1 | KKM/JKN/HSA/10-05-01/H/15/4058 | 4000 | 4000 |  | 2026-01-01
860 | BEMS | P0 | Hospital Shah Alam, Selangor | Jabatan Obstetrik & Ginekologi | Dewan Bersalin (LDU) | Oximeters, Pulse | PULSE OXIMETER AND SIMULATOR | Diagnostic | Intermediate | 17-148 | 1 | KKM/JKN/HSA/10-05-01/H/16/84 | 7400 | 7400 |  | 2026-01-01
861 | BEMS | P0 | Hospital Shah Alam, Selangor | Jabatan Obstetrik & Ginekologi | Dewan Bersalin (LDU) | Oximeters, Pulse | PULSE OXIMETER AND SIMULATOR | Diagnostic | Intermediate | 17-148 | 1 | KKM/JKN/HSA/10-05-01/H/16/85 | 7400 | 7400 |  | 2026-01-01
862 | BEMS | P0 | Hospital Shah Alam, Selangor | Jabatan Obstetrik & Ginekologi | Pusat Kemasukan Ibu Bersalin (PAC) | Oximeters, Pulse | PULSE OXIMETER AND SIMULATOR | Diagnostic | Intermediate | 17-148 | 1 | KKM/JKN/HSA/10-05-01/H/16/86 | 7400 | 7400 |  | 2026-01-01
863 | BEMS | P0 | Hospital Shah Alam, Selangor | Jabatan Obstetrik & Ginekologi | Wad Obstetrik & Ginekologi 8A | Oximeters, Pulse | PULSE OXIMETER AND SIMULATOR | Diagnostic | Intermediate | 17-148 | 1 | KKM/JKN/HSA/10-05-01/H/16/87 | 7400 | 7400 |  | 2026-01-01
864 | BEMS | P0 | Hospital Shah Alam, Selangor | Jabatan Bedah Mulut & Pergigian Pediatrik | Klinik Bedah Mulut & Klinik Pergigian Pediatrik | Radiographic Units, Dental | X-RAY UNIT DENTAL WALL MOUNTED | Radiology | Intermediate | 13-269 | 1 | KKM/JKN/HSA/10-05-01/H/15/2545 | 13900 | 13900 |  | 2026-01-01
865 | BEMS | P0 | Hospital Shah Alam, Selangor | Jabatan Kecemasan & Trauma | Jabatan Kecemasan & Trauma | Radiographic Units, Mobile | X-RAY UNIT MOBILE | Radiology | Intermediate | 13-272 | 1 | KKM/JKN/HSA/10-05-01/H/15/2534 | 105500 | 105500 |  | 2026-01-01
866 | BEMS | P0 | Hospital Shah Alam, Selangor | Jabatan Radiologi | Jabatan Radiologi | Radiographic Units, Mobile | X-RAY UNIT MOBILE | Radiology | Intermediate | 13-272 | 1 | KKM/JKN/HSA/10-05-01/H/15/2535 | 105500 | 105500 |  | 2026-01-01
867 | BEMS | P0 | Hospital Shah Alam, Selangor | Jabatan Pediatrik | Unit Rawatan Rapi Neonatal (NICU) | Radiographic Units, Mobile | X-RAY UNIT MOBILE | Radiology | Intermediate | 13-272 | 1 | KKM/JKN/HSA/10-05-01/H/15/2537 | 105500 | 105500 |  | 2026-01-01
868 | BEMS | P0 | Hospital Shah Alam, Selangor | Jabatan Radiologi | Jabatan Radiologi | Radiographic Units, Mobile | X-RAY UNIT MOBILE | Radiology | Intermediate | 13-272 | 1 | KKM/JKN/HSA/10-05-01/H/15/4999 | 105500 | 105500 |  | 2026-01-01
869 | BEMS | P0 | Hospital Shah Alam, Selangor | Jabatan Anestesiologi & Rawatan Kritikal | Dewan Bedah Utama (GOT) | Radiographic Units, Mobile | X-RAY C-ARM 9" | Radiology | Intermediate | 13-272 | 1 | KKM/JKN/HSA/10-05-01/H/15/2533 | 210000 | 210000 |  | 2026-01-01
870 | BEMS | P0 | Hospital Shah Alam, Selangor | Jabatan Radiologi | Jabatan Radiologi | Radiographic Units, Chest | RADIOGRAPHY UNIT GENERAL W/ BUCKY WALL STAND | Radiology | Intermediate | 10-822 | 1 | KKM/JKN/HSA/10-05-01/H/15/4873 | 416000 | 416000 |  | 2026-01-01
871 | BEMS | P0 | Hospital Shah Alam, Selangor | Jabatan Radiologi | Jabatan Radiologi | Radiographic Units, Chest | RADIOGRAPHY UNIT GENERAL W/ BUCKY WALL STAND | Radiology | Intermediate | 10-822 | 1 | KKM/JKN/HSA/10-05-01/H/15/4874 | 416000 | 416000 |  | 2026-01-01
872 | BEMS | P0 | Hospital Shah Alam, Selangor | Jabatan Radiologi | Jabatan Radiologi | Radiographic Units, Chest | RADIOGRAPHY UNIT (IVU) | Radiology | Intermediate | 10-822 | 1 | KKM/JKN/HSA/10-05-01/H/15/4872 | 554438.3 | 554438.3 |  | 2026-01-01
873 | BEMS | P0 | Hospital Shah Alam, Selangor | Jabatan Kecemasan & Trauma | Jabatan Kecemasan & Trauma | Analgesia Units, Inhalation | ANALGESIA UNIT 2 GAS | Therapeutic | Basic | 16-953 | 1 | KKM/JKN/HSA/10-05-01/H/15/2804 | 3500 | 3500 |  | 2026-01-01
874 | BEMS | P0 | Hospital Shah Alam, Selangor | Unit Hemodialisis | High Dependency Ward (HDW) | Hemofiltration Units | HAEMODIAFILTRATION SYSTEM | Therapeutic | Intermediate | 15-039 | 1 | KKM/JKN/HSA/10-05-01/H/15/1655 | 50000 | 50000 |  | 2026-01-01
875 | BEMS | P0 | Hospital Shah Alam, Selangor | Unit Hemodialisis | Unit Hemodialisis | Dialyzer Reprocessing Units | DIALYZER REPROCESSING SYSTEM | Therapeutic | Intermediate | 16-018 | 1 | KKM/JKN/HSA/10-05-01/H/15/4033 | 48000 | 48000 |  | 2026-01-01
876 | BEMS | P0 | Hospital Shah Alam, Selangor | Unit Hemodialisis | Unit Hemodialisis | Dialyzer Reprocessing Units | DIALYZER REPROCESSING SYSTEM | Therapeutic | Intermediate | 16-018 | 1 | KKM/JKN/HSA/10-05-01/H/15/4034 | 48000 | 48000 |  | 2026-01-01
877 | BEMS | P0 | Hospital Shah Alam, Selangor | Unit Hemodialisis | Unit Hemodialisis | Dialyzer Reprocessing Units | DIALYZER REPROCESSING SYSTEM | Therapeutic | Intermediate | 16-018 | 1 | KKM/JKN/HSA/10-05-01/H/15/4035 | 48000 | 48000 |  | 2026-01-01
878 | BEMS | P0 | Hospital Shah Alam, Selangor | Unit Hemodialisis | Unit Hemodialisis | Dialyzer Reprocessing Units | DIALYZER REPROCESSING SYSTEM | Therapeutic | Intermediate | 16-018 | 1 | KKM/JKN/HSA/10-05-01/H/15/4036 | 48000 | 48000 |  | 2026-01-01
879 | BEMS | P0 | Hospital Shah Alam, Selangor | Unit Hemodialisis | Unit Hemodialisis | Dialyzer Reprocessing Units | DIALYZER REPROCESSING SYSTEM | Therapeutic | Intermediate | 16-018 | 1 | KKM/JKN/HSA/10-05-01/H/15/4037 | 48000 | 48000 |  | 2026-01-01
880 | BEMS | P0 | Hospital Shah Alam, Selangor | Unit Hemodialisis | Unit Hemodialisis | Dialyzer Reprocessing Units | DIALYZER REPROCESSING SYSTEM | Therapeutic | Intermediate | 16-018 | 1 | KKM/JKN/HSA/10-05-01/H/15/4038 | 48000 | 48000 |  | 2026-01-01
881 | BEMS | P0 | Hospital Shah Alam, Selangor | Jabatan Pediatrik | Unit Rawatan Rapi Neonatal (NICU) | Warming Units, Patient, Radiant, Infant | WARMING UNITS, PATIENT, RADIANT, INFANT | Therapeutic | Basic | 17-956 | 1 | KKM/JKN/HSA/10-05-01/H/15/4971 | 23400 | 23400 |  | 2026-01-01
882 | BEMS | P0 | Hospital Shah Alam, Selangor | Jabatan Kecemasan & Trauma | Jabatan Kecemasan & Trauma | Warming Units, Patient, Radiant, Infant | WARMING UNITS, PATIENT, RADIANT, INFANT | Therapeutic | Basic | 17-956 | 1 | KKM/JKN/HSA/10-05-01/H/15/1580 | 24000 | 24000 |  | 2026-01-01
883 | BEMS | P0 | Hospital Shah Alam, Selangor | Jabatan Obstetrik & Ginekologi | Dewan Bersalin (LDU) | Warming Units, Patient, Radiant, Infant | WARMING UNITS, PATIENT, RADIANT, INFANT | Therapeutic | Basic | 17-956 | 1 | KKM/JKN/HSA/10-05-01/H/15/1581 | 24000 | 24000 |  | 2026-01-01
884 | BEMS | P0 | Hospital Shah Alam, Selangor | Jabatan Obstetrik & Ginekologi | Dewan Bersalin (LDU) | Warming Units, Patient, Radiant, Infant | WARMING UNITS, PATIENT, RADIANT, INFANT | Therapeutic | Basic | 17-956 | 1 | KKM/JKN/HSA/10-05-01/H/15/1582 | 24000 | 24000 |  | 2026-01-01
885 | BEMS | P0 | Hospital Shah Alam, Selangor | Jabatan Obstetrik & Ginekologi | Dewan Bersalin (LDU) | Warming Units, Patient, Radiant, Infant | WARMING UNITS, PATIENT, RADIANT, INFANT | Therapeutic | Basic | 17-956 | 1 | KKM/JKN/HSA/10-05-01/H/15/1583 | 24000 | 24000 |  | 2026-01-01
886 | BEMS | P0 | Hospital Shah Alam, Selangor | Jabatan Obstetrik & Ginekologi | Dewan Bedah Bersalin (MOT) | Warming Units, Patient, Radiant, Infant | WARMING UNITS, PATIENT, RADIANT, INFANT | Therapeutic | Basic | 17-956 | 1 | KKM/JKN/HSA/10-05-01/H/15/1584 | 24000 | 24000 |  | 2026-01-01
887 | BEMS | P0 | Hospital Shah Alam, Selangor | Jabatan Obstetrik & Ginekologi | Dewan Bedah Bersalin (MOT) | Warming Units, Patient, Radiant, Infant | WARMING UNITS, PATIENT, RADIANT, INFANT | Therapeutic | Basic | 17-956 | 1 | KKM/JKN/HSA/10-05-01/H/15/1585 | 24000 | 24000 |  | 2026-01-01
888 | BEMS | P0 | Hospital Shah Alam, Selangor | Jabatan Obstetrik & Ginekologi | Dewan Bedah Bersalin (MOT) | Warming Units, Patient, Radiant, Infant | WARMING UNITS, PATIENT, RADIANT, INFANT | Therapeutic | Basic | 17-956 | 1 | KKM/JKN/HSA/10-05-01/H/15/1586 | 24000 | 24000 |  | 2026-01-01
889 | BEMS | P0 | Hospital Shah Alam, Selangor | Jabatan Obstetrik & Ginekologi | Pusat Kemasukan Ibu Bersalin (PAC) | Warming Units, Patient, Radiant, Infant | WARMING UNITS, PATIENT, RADIANT, INFANT | Therapeutic | Basic | 17-956 | 1 | KKM/JKN/HSA/10-05-01/H/15/1587 | 24000 | 24000 |  | 2026-01-01
890 | BEMS | P0 | Hospital Shah Alam, Selangor | Jabatan Pediatrik | Unit Rawatan Rapi Neonatal (NICU) | Warming Units, Patient, Radiant, Infant | WARMING UNITS, PATIENT, RADIANT, INFANT | Therapeutic | Basic | 17-956 | 1 | KKM/JKN/HSA/10-05-01/H/15/1589 | 24000 | 24000 |  | 2026-01-01
891 | BEMS | P0 | Hospital Shah Alam, Selangor | Jabatan Pediatrik | Unit Rawatan Rapi Neonatal (NICU) | Warming Units, Patient, Radiant, Infant | WARMING UNITS, PATIENT, RADIANT, INFANT | Therapeutic | Basic | 17-956 | 1 | KKM/JKN/HSA/10-05-01/H/15/1590 | 24000 | 24000 |  | 2026-01-01
892 | BEMS | P0 | Hospital Shah Alam, Selangor | Jabatan Pediatrik | Unit Rawatan Rapi Neonatal (NICU) | Warming Units, Patient, Radiant, Infant | WARMING UNITS, PATIENT, RADIANT, INFANT | Therapeutic | Basic | 17-956 | 1 | KKM/JKN/HSA/10-05-01/H/15/1592 | 24000 | 24000 |  | 2026-01-01
893 | BEMS | P0 | Hospital Shah Alam, Selangor | Jabatan Pediatrik | Unit Rawatan Rapi Neonatal (NICU) | Warming Units, Patient, Radiant, Infant | WARMING UNITS, PATIENT, RADIANT, INFANT | Therapeutic | Basic | 17-956 | 1 | KKM/JKN/HSA/10-05-01/H/15/1593 | 24000 | 24000 |  | 2026-01-01
894 | BEMS | P0 | Hospital Shah Alam, Selangor | Jabatan Pediatrik | Unit Rawatan Rapi Neonatal (NICU) | Warming Units, Patient, Radiant, Infant | WARMING UNITS, PATIENT, RADIANT, INFANT | Therapeutic | Basic | 17-956 | 1 | KKM/JKN/HSA/10-05-01/H/15/1594 | 24000 | 24000 |  | 2026-01-01
895 | BEMS | P0 | Hospital Shah Alam, Selangor | Jabatan Anestesiologi & Rawatan Kritikal | Dewan Bedah Utama (GOT) | Stimulators, Electrical, Peripheral Nerve, Analgesic, Transcutaneous | STIMULATOR NERVE PERIPHERAL | Therapeutic | Intermediate | 13-782 | 1 | KKM/JKN/HSA/10-05-01/H/15/338 | 3290 | 3290 |  | 2026-01-01
896 | BEMS | P0 | Hospital Shah Alam, Selangor | Jabatan Anestesiologi & Rawatan Kritikal | Dewan Bedah Utama (GOT) | Stimulators, Electrical, Peripheral Nerve, Analgesic, Transcutaneous | STIMULATOR NERVE PERIPHERAL | Therapeutic | Intermediate | 13-782 | 1 | KKM/JKN/HSA/10-05-01/H/15/339 | 3290 | 3290 |  | 2026-01-01
897 | BEMS | P0 | Hospital Shah Alam, Selangor | Jabatan Anestesiologi & Rawatan Kritikal | Dewan Bedah Utama (GOT) | Stimulators, Electrical, Peripheral Nerve, Analgesic, Transcutaneous | STIMULATOR NERVE PERIPHERAL | Therapeutic | Intermediate | 13-782 | 1 | KKM/JKN/HSA/10-05-01/H/15/340 | 3290 | 3290 |  | 2026-01-01
898 | BEMS | P0 | Hospital Shah Alam, Selangor | Jabatan Anestesiologi & Rawatan Kritikal | Dewan Bedah Utama (GOT) | Stimulators, Electrical, Peripheral Nerve, Analgesic, Transcutaneous | STIMULATOR NERVE PERIPHERAL | Therapeutic | Intermediate | 13-782 | 1 | KKM/JKN/HSA/10-05-01/H/15/341 | 3290 | 3290 |  | 2026-01-01
899 | BEMS | P0 | Hospital Shah Alam, Selangor | Jabatan Anestesiologi & Rawatan Kritikal | Dewan Bedah Utama (GOT) | Stimulators, Electrical, Peripheral Nerve, Analgesic, Transcutaneous | STIMULATOR NERVE PERIPHERAL | Therapeutic | Intermediate | 13-782 | 1 | KKM/JKN/HSA/10-05-01/H/15/342 | 3290 | 3290 |  | 2026-01-01
900 | BEMS | P0 | Hospital Shah Alam, Selangor | Jabatan Anestesiologi & Rawatan Kritikal | Dewan Bedah Utama (GOT) | Insufflators, Laparoscopic | INSUFFLATOR CO2/LAPAROSCOPY | Therapeutic | Intermediate | 16-849 | 1 | KKM/JKN/HSA/10-05-01/H/15/1699 | 16870 | 16870 |  | 2026-01-01
901 | BEMS | P0 | Hospital Shah Alam, Selangor | Jabatan Anestesiologi & Rawatan Kritikal | Dewan Bedah Utama (GOT) | Insufflators, Laparoscopic | INSUFFLATOR CO2/LAPAROSCOPY Inclusive : 1) MEDICAL EQUIPMENT TROLLEY LKL CCA0695-2 (KKM/JKN/HSA/10-05-01/H/15/1700-01) 2) Monitor - Sony (KKM/JKN/HSA/10-05-01/H/15/1700-02) 3) RESECTION SYSTEM CONMED (KKM/JKN/HSA/10-05-01/H/15/1700-03) | Therapeutic | Intermediate | 16-849 | 1 | KKM/JKN/HSA/10-05-01/H/15/1700 | 16870 | 16870 |  | 2026-01-01
902 | BEMS | P0 | Hospital Shah Alam, Selangor | Jabatan Otorinolaringologi (ORL) | Klinik Otorinolaringologi (ORL) | Ear/Nose/Throat Treatment Units | EXAM UNIT AIR/WATER/SUCTION/CAUTERY | Therapeutic | Intermediate | 11-585 | 1 | KKM/JKN/HSA/10-05-01/H/15/5029 | 125000 | 125000 |  | 2026-01-01
903 | BEMS | P0 | Hospital Shah Alam, Selangor | Jabatan Otorinolaringologi (ORL) | Klinik Otorinolaringologi (ORL) | Ear/Nose/Throat Treatment Units | EXAM UNIT AIR/WATER/SUCTION/CAUTERY | Therapeutic | Intermediate | 11-585 | 1 | KKM/JKN/HSA/10-05-01/H/15/5030 | 125000 | 125000 |  | 2026-01-01
904 | BEMS | P0 | Hospital Shah Alam, Selangor | Jabatan Otorinolaringologi (ORL) | Klinik Otorinolaringologi (ORL) | Ear/Nose/Throat Treatment Units | EXAM UNIT AIR/WATER/SUCTION/CAUTERY | Therapeutic | Intermediate | 11-585 | 1 | KKM/JKN/HSA/10-05-01/H/15/5031 | 125000 | 125000 |  | 2026-01-01
905 | BEMS | P0 | Hospital Shah Alam, Selangor | Jabatan Otorinolaringologi (ORL) | Klinik Otorinolaringologi (ORL) | Ear/Nose/Throat Treatment Units | EXAM UNIT AIR/WATER/SUCTION/CAUTERY | Therapeutic | Intermediate | 11-585 | 1 | KKM/JKN/HSA/10-05-01/H/15/5032 | 125000 | 125000 |  | 2026-01-01
906 | BEMS | P0 | Hospital Shah Alam, Selangor | Jabatan Otorinolaringologi (ORL) | Klinik Otorinolaringologi (ORL) | Ear/Nose/Throat Treatment Units | EXAM UNIT AIR/WATER/SUCTION/CAUTERY | Therapeutic | Intermediate | 11-585 | 1 | KKM/JKN/HSA/10-05-01/H/15/5033 | 125000 | 125000 |  | 2026-01-01
907 | BEMS | P0 | Hospital Shah Alam, Selangor | Unit Hemodialisis | Unit Hemodialisis | Warming Units, Blood/Solution | WARMER BLOOD DRY HEAT TYPE | Therapeutic | Basic | 10-447 | 1 | KKM/JKN/HSA/10-05-01/H/15/4262 | 4224 | 4224 |  | 2026-01-01
908 | BEMS | P0 | Hospital Shah Alam, Selangor | Jabatan Anestesiologi & Rawatan Kritikal | Dewan Bedah Utama (GOT) | Warming Units, Blood/Solution | WARMER BLOOD DRY HEAT TYPE | Therapeutic | Basic | 10-447 | 1 | KKM/JKN/HSA/10-05-01/H/15/4265 | 4224 | 4224 |  | 2026-01-01
909 | BEMS | P0 | Hospital Shah Alam, Selangor | Jabatan Anestesiologi & Rawatan Kritikal | Dewan Bedah Utama (GOT) | Warming Units, Blood/Solution | WARMER BLOOD DRY HEAT TYPE | Therapeutic | Basic | 10-447 | 1 | KKM/JKN/HSA/10-05-01/H/15/4267 | 4224 | 4224 |  | 2026-01-01
910 | BEMS | P0 | Hospital Shah Alam, Selangor | Jabatan Anestesiologi & Rawatan Kritikal | Dewan Bedah Utama (GOT) | Warming Units, Blood/Solution | WARMER BLOOD DRY HEAT TYPE | Therapeutic | Basic | 10-447 | 1 | KKM/JKN/HSA/10-05-01/H/15/4268 | 4224 | 4224 |  | 2026-01-01
911 | BEMS | P0 | Hospital Shah Alam, Selangor | Jabatan Anestesiologi & Rawatan Kritikal | Dewan Bedah Utama (GOT) | Warming Units, Blood/Solution | WARMER BLOOD DRY HEAT TYPE | Therapeutic | Basic | 10-447 | 1 | KKM/JKN/HSA/10-05-01/H/15/4269 | 4224 | 4224 |  | 2026-01-01
912 | BEMS | P0 | Hospital Shah Alam, Selangor | Jabatan Anestesiologi & Rawatan Kritikal | Dewan Bedah Utama (GOT) | Warming Units, Blood/Solution | WARMER BLOOD DRY HEAT TYPE | Therapeutic | Basic | 10-447 | 1 | KKM/JKN/HSA/10-05-01/H/15/4272 | 4224 | 4224 |  | 2026-01-01
913 | BEMS | P0 | Hospital Shah Alam, Selangor | Jabatan Anestesiologi & Rawatan Kritikal | Dewan Bedah Utama (GOT) | Warming Units, Blood/Solution | WARMER BLOOD DRY HEAT TYPE | Therapeutic | Basic | 10-447 | 1 | KKM/JKN/HSA/10-05-01/H/15/4273 | 4224 | 4224 |  | 2026-01-01
914 | BEMS | P0 | Hospital Shah Alam, Selangor | Jabatan Obstetrik & Ginekologi | Dewan Bersalin (LDU) | Warming Units, Blood/Solution | WARMER BLOOD DRY HEAT TYPE | Therapeutic | Basic | 10-447 | 1 | KKM/JKN/HSA/10-05-01/H/15/4914 | 4224 | 4224 |  | 2026-01-01
915 | BEMS | P0 | Hospital Shah Alam, Selangor | Jabatan Obstetrik & Ginekologi | Dewan Bedah Bersalin (MOT) | Warming Units, Blood/Solution | WARMER BLOOD DRY HEAT TYPE | Therapeutic | Basic | 10-447 | 1 | KKM/JKN/HSA/10-05-01/H/15/5019 | 4224 | 4224 |  | 2026-01-01
916 | BEMS | P0 | Hospital Shah Alam, Selangor | Jabatan Obstetrik & Ginekologi | Dewan Bedah Bersalin (MOT) | Warming Units, Blood/Solution | WARMER BLOOD DRY HEAT TYPE | Therapeutic | Basic | 10-447 | 1 | KKM/JKN/HSA/10-05-01/H/15/5021 | 4224 | 4224 |  | 2026-01-01
917 | BEMS | P0 | Hospital Shah Alam, Selangor | Jabatan Radiologi | Jabatan Radiologi | Warming Units, Blood/Solution | WARMER BLOOD DRY HEAT TYPE | Therapeutic | Basic | 10-447 | 1 | KKM/JKN/HSA/10-05-01/H/15/5022 | 4224 | 4224 |  | 2026-01-01
918 | BEMS | P0 | Hospital Shah Alam, Selangor | Jabatan Kecemasan & Trauma | Jabatan Kecemasan & Trauma | Warming Units, Blood/Solution | WARMER BLOOD DRY HEAT TYPE | Therapeutic | Basic | 10-447 | 1 | KKM/JKN/HSA/10-05-01/H/15/5039 | 4224 | 4224 |  | 2026-01-01
919 | BEMS | P0 | Hospital Shah Alam, Selangor | Jabatan Obstetrik & Ginekologi | Wad Obstetrik & Ginekologi 8A | Pumps, Breast | PUMP BREAST ELECTRIC | Therapeutic | Basic | 10-485 | 1 | KKM/JKN/HSA/10-05-01/H/15/4207 | 12740 | 12740 |  | 2026-01-01
920 | BEMS | P0 | Hospital Shah Alam, Selangor | Jabatan Pediatrik | Unit Rawatan Rapi Neonatal (NICU) | Pumps, Breast | PUMP BREAST ELECTRIC | Therapeutic | Basic | 10-485 | 1 | KKM/JKN/HSA/10-05-01/H/15/4234 | 12740 | 12740 |  | 2026-01-01
921 | BEMS | P0 | Hospital Shah Alam, Selangor | Jabatan Pediatrik | Unit Rawatan Rapi Neonatal (NICU) | Pumps, Breast | PUMP BREAST ELECTRIC | Therapeutic | Basic | 10-485 | 1 | KKM/JKN/HSA/10-05-01/H/15/4235 | 12740 | 12740 |  | 2026-01-01
922 | BEMS | P0 | Hospital Shah Alam, Selangor | Jabatan Perubatan Am | Wad Eksekutif & VIP | Pumps, Breast | PUMP BREAST ELECTRIC | Therapeutic | Basic | 10-485 | 1 | KKM/JKN/HSA/10-05-01/H/15/4236 | 12740 | 12740 |  | 2026-01-01
923 | BEMS | P0 | Hospital Shah Alam, Selangor | Jabatan Obstetrik & Ginekologi | Wad Obstetrik & Ginekologi 8B | Pumps, Breast | PUMP BREAST ELECTRIC | Therapeutic | Basic | 10-485 | 1 | KKM/JKN/HSA/10-05-01/H/15/4845 | 12740 | 12740 |  | 2026-01-01
924 | BEMS | P0 | Hospital Shah Alam, Selangor | Jabatan Perubatan Am | Unit Rawatan Koronari (CCU) | Pumps, Enteral Feeding | PUMP ENTERAL FEEDING | Therapeutic | Basic | 13-209 | 1 | KKM/JKN/HSA/10-05-01/H/15/1773 | 2975 | 2975 |  | 2026-01-01
925 | BEMS | P0 | Hospital Shah Alam, Selangor | Jabatan Anestesiologi & Rawatan Kritikal | High Dependency Ward (HDW) | Pumps, Enteral Feeding | PUMP ENTERAL FEEDING | Therapeutic | Basic | 13-209 | 1 | KKM/JKN/HSA/10-05-01/H/15/1774 | 2975 | 2975 |  | 2026-01-01
926 | BEMS | P0 | Hospital Shah Alam, Selangor | Jabatan Anestesiologi & Rawatan Kritikal | High Dependency Ward (HDW) | Pumps, Enteral Feeding | PUMP ENTERAL FEEDING | Therapeutic | Basic | 13-209 | 1 | KKM/JKN/HSA/10-05-01/H/15/1775 | 2975 | 2975 |  | 2026-01-01
927 | BEMS | P0 | Hospital Shah Alam, Selangor | Jabatan Anestesiologi & Rawatan Kritikal | High Dependency Ward (HDW) | Pumps, Enteral Feeding | PUMP ENTERAL FEEDING | Therapeutic | Basic | 13-209 | 1 | KKM/JKN/HSA/10-05-01/H/15/1776 | 2975 | 2975 |  | 2026-01-01
928 | BEMS | P0 | Hospital Shah Alam, Selangor | Jabatan Anestesiologi & Rawatan Kritikal | High Dependency Ward (HDW) | Pumps, Enteral Feeding | PUMP ENTERAL FEEDING | Therapeutic | Basic | 13-209 | 1 | KKM/JKN/HSA/10-05-01/H/15/1777 | 2975 | 2975 |  | 2026-01-01
929 | BEMS | P0 | Hospital Shah Alam, Selangor | Jabatan Perubatan Am | Wad Perubatan Lelaki 10A | Pumps, Enteral Feeding | PUMP ENTERAL FEEDING | Therapeutic | Basic | 13-209 | 1 | KKM/JKN/HSA/10-05-01/H/15/1803 | 2975 | 2975 |  | 2026-01-01
930 | BEMS | P0 | Hospital Shah Alam, Selangor | Jabatan Pediatrik | Wad Pediatrik | Pumps, Enteral Feeding | PUMP ENTERAL FEEDING | Therapeutic | Basic | 13-209 | 1 | KKM/JKN/HSA/10-05-01/H/15/1806 | 2975 | 2975 |  | 2026-01-01
931 | BEMS | P0 | Hospital Shah Alam, Selangor | Jabatan Pembedahan Am | Wad Pembedahan Perempuan 9B | Pumps, Enteral Feeding | PUMP ENTERAL FEEDING | Therapeutic | Basic | 13-209 | 1 | KKM/JKN/HSA/10-05-01/H/15/1814 | 2975 | 2975 |  | 2026-01-01
932 | BEMS | P0 | Hospital Shah Alam, Selangor | Jabatan Anestesiologi & Rawatan Kritikal | Unit Rawatan Rapi (ICU) | Mattress Systems, Alternating-Pressure | RIPPLE MATTRESS W/MOTOR | Therapeutic | Basic | 18-147 | 1 | KKM/JKN/HSA/10-05-01/H/15/2782 | 2800 | 2800 |  | 2026-01-01
933 | BEMS | P0 | Hospital Shah Alam, Selangor | Jabatan Anestesiologi & Rawatan Kritikal | Unit Rawatan Rapi (ICU) | Mattress Systems, Alternating-Pressure | RIPPLE MATTRESS W/MOTOR | Therapeutic | Basic | 18-147 | 1 | KKM/JKN/HSA/10-05-01/H/15/2783 | 2800 | 2800 |  | 2026-01-01
934 | BEMS | P0 | Hospital Shah Alam, Selangor | Jabatan Anestesiologi & Rawatan Kritikal | Unit Rawatan Rapi (ICU) | Mattress Systems, Alternating-Pressure | RIPPLE MATTRESS W/MOTOR | Therapeutic | Basic | 18-147 | 1 | KKM/JKN/HSA/10-05-01/H/15/2784 | 2800 | 2800 |  | 2026-01-01
935 | BEMS | P0 | Hospital Shah Alam, Selangor | Jabatan Anestesiologi & Rawatan Kritikal | Unit Rawatan Rapi (ICU) | Mattress Systems, Alternating-Pressure | RIPPLE MATTRESS W/MOTOR | Therapeutic | Basic | 18-147 | 1 | KKM/JKN/HSA/10-05-01/H/15/2785 | 2800 | 2800 |  | 2026-01-01
936 | BEMS | P0 | Hospital Shah Alam, Selangor | Jabatan Anestesiologi & Rawatan Kritikal | Unit Rawatan Rapi (ICU) | Mattress Systems, Alternating-Pressure | RIPPLE MATTRESS W/MOTOR | Therapeutic | Basic | 18-147 | 1 | KKM/JKN/HSA/10-05-01/H/15/2786 | 2800 | 2800 |  | 2026-01-01
937 | BEMS | P0 | Hospital Shah Alam, Selangor | Jabatan Anestesiologi & Rawatan Kritikal | Unit Rawatan Rapi (ICU) | Mattress Systems, Alternating-Pressure | RIPPLE MATTRESS W/MOTOR | Therapeutic | Basic | 18-147 | 1 | KKM/JKN/HSA/10-05-01/H/15/2787 | 2800 | 2800 |  | 2026-01-01
938 | BEMS | P0 | Hospital Shah Alam, Selangor | Jabatan Anestesiologi & Rawatan Kritikal | Unit Rawatan Rapi (ICU) | Mattress Systems, Alternating-Pressure | RIPPLE MATTRESS W/MOTOR | Therapeutic | Basic | 18-147 | 1 | KKM/JKN/HSA/10-05-01/H/15/2788 | 2800 | 2800 |  | 2026-01-01
939 | BEMS | P0 | Hospital Shah Alam, Selangor | Jabatan Anestesiologi & Rawatan Kritikal | Unit Rawatan Rapi (ICU) | Mattress Systems, Alternating-Pressure | RIPPLE MATTRESS W/MOTOR | Therapeutic | Basic | 18-147 | 1 | KKM/JKN/HSA/10-05-01/H/15/2789 | 2800 | 2800 |  | 2026-01-01
940 | BEMS | P0 | Hospital Shah Alam, Selangor | Jabatan Anestesiologi & Rawatan Kritikal | Unit Rawatan Rapi (ICU) | Mattress Systems, Alternating-Pressure | RIPPLE MATTRESS W/MOTOR | Therapeutic | Basic | 18-147 | 1 | KKM/JKN/HSA/10-05-01/H/15/2790 | 2800 | 2800 |  | 2026-01-01
941 | BEMS | P0 | Hospital Shah Alam, Selangor | Jabatan Anestesiologi & Rawatan Kritikal | Wad Perubatan Lelaki 10A | Mattress Systems, Alternating-Pressure | RIPPLE MATTRESS W/MOTOR | Therapeutic | Basic | 18-147 | 1 | KKM/JKN/HSA/10-05-01/H/15/2791 | 2800 | 2800 |  | 2026-01-01
942 | BEMS | P0 | Hospital Shah Alam, Selangor | Jabatan Perubatan Am | Wad Perubatan Lelaki 10A | Mattress Systems, Alternating-Pressure | RIPPLE MATTRESS W/MOTOR | Therapeutic | Basic | 18-147 | 1 | KKM/JKN/HSA/10-05-01/H/15/2792 | 2800 | 2800 |  | 2026-01-01
943 | BEMS | P0 | Hospital Shah Alam, Selangor | Jabatan Perubatan Am | Wad Perubatan Perempuan 10B | Mattress Systems, Alternating-Pressure | RIPPLE MATTRESS W/MOTOR | Therapeutic | Basic | 18-147 | 1 | KKM/JKN/HSA/10-05-01/H/15/2793 | 2800 | 2800 |  | 2026-01-01
944 | BEMS | P0 | Hospital Shah Alam, Selangor | Jabatan Perubatan Am | Wad Perubatan Perempuan 10B | Mattress Systems, Alternating-Pressure | RIPPLE MATTRESS W/MOTOR | Therapeutic | Basic | 18-147 | 1 | KKM/JKN/HSA/10-05-01/H/15/2794 | 2800 | 2800 |  | 2026-01-01
945 | BEMS | P0 | Hospital Shah Alam, Selangor | Jabatan Obstetrik & Ginekologi | Wad Obstetrik & Ginekologi 8A | Mattress Systems, Alternating-Pressure | RIPPLE MATTRESS W/MOTOR | Therapeutic | Basic | 18-147 | 1 | KKM/JKN/HSA/10-05-01/H/15/2795 | 2800 | 2800 |  | 2026-01-01
946 | BEMS | P0 | Hospital Shah Alam, Selangor | Jabatan Obstetrik & Ginekologi | Wad Obstetrik & Ginekologi 8B | Mattress Systems, Alternating-Pressure | RIPPLE MATTRESS W/MOTOR | Therapeutic | Basic | 18-147 | 1 | KKM/JKN/HSA/10-05-01/H/15/2796 | 2800 | 2800 |  | 2026-01-01
947 | BEMS | P0 | Hospital Shah Alam, Selangor | Jabatan Ortopedik | Wad Ortopedik | Mattress Systems, Alternating-Pressure | RIPPLE MATTRESS W/MOTOR | Therapeutic | Basic | 18-147 | 1 | KKM/JKN/HSA/10-05-01/H/15/2797 | 2800 | 2800 |  | 2026-01-01
948 | BEMS | P0 | Hospital Shah Alam, Selangor | Jabatan Pembedahan Am | Wad Pembedahan Perempuan 9B | Mattress Systems, Alternating-Pressure | RIPPLE MATTRESS W/MOTOR | Therapeutic | Basic | 18-147 | 1 | KKM/JKN/HSA/10-05-01/H/15/2798 | 2800 | 2800 |  | 2026-01-01
949 | BEMS | P0 | Hospital Shah Alam, Selangor | Jabatan Pembedahan Am | Wad Pembedahan Lelaki 9A | Mattress Systems, Alternating-Pressure | RIPPLE MATTRESS W/MOTOR | Therapeutic | Basic | 18-147 | 1 | KKM/JKN/HSA/10-05-01/H/15/2799 | 2800 | 2800 |  | 2026-01-01
950 | BEMS | P0 | Hospital Shah Alam, Selangor | Jabatan Perubatan Am | Wad Eksekutif & VIP | Mattress Systems, Alternating-Pressure | RIPPLE MATTRESS W/MOTOR | Therapeutic | Basic | 18-147 | 1 | KKM/JKN/HSA/10-05-01/H/15/2800 | 2800 | 2800 |  | 2026-01-01
951 | BEMS | P0 | Hospital Shah Alam, Selangor | Jabatan Anestesiologi & Rawatan Kritikal | Unit Rawatan Rapi (ICU) | Mattress Systems, Alternating-Pressure | RIPPLE MATTRESS W/MOTOR | Therapeutic | Basic | 18-147 | 1 | KKM/JKN/HSA/10-05-01/H/15/4288 | 2800 | 2800 |  | 2026-01-01
952 | BEMS | P0 | Hospital Shah Alam, Selangor | Jabatan Perubatan Am | Unit Rawatan Koronari (CCU) | Spirometers, Diagnostic | SPIROMETER | Diagnostic | Intermediate | 13-680 | 1 | KKM/JKN/HSA/10-05-01/H/15/968 | 8880 | 8880 |  | 2026-01-01
953 | BEMS | P0 | Hospital Shah Alam, Selangor | Jabatan Perubatan Rehabilitasi | Jabatan Perubatan Rehabilitasi | Spirometers, Diagnostic | SPIROMETER | Diagnostic | Intermediate | 13-680 | 1 | KKM/JKN/HSA/10-05-01/H/15/969 | 8880 | 8880 |  | 2026-01-01
954 | BEMS | P0 | Hospital Shah Alam, Selangor | Jabatan Perubatan Am | Klinik Perubatan | Spirometers, Diagnostic | SPIROMETER | Diagnostic | Intermediate | 13-680 | 1 | KKM/JKN/HSA/10-05-01/H/15/970 | 8880 | 8880 |  | 2026-01-01
955 | BEMS | P0 | Hospital Shah Alam, Selangor | Jabatan Perubatan Rehabilitasi | Jabatan Perubatan Rehabilitasi | Spirometers, Diagnostic | SPIROMETER W/RECORDER | Diagnostic | Intermediate | 13-680 | 1 | KKM/JKN/HSA/10-05-01/H/15/973 | 10290 | 10290 |  | 2026-01-01
956 | BEMS | P0 | Hospital Shah Alam, Selangor | Jabatan Perubatan Am | Klinik Perubatan | Spirometers, Diagnostic | SPIROMETER W/RECORDER | Diagnostic | Intermediate | 13-680 | 1 | KKM/JKN/HSA/10-05-01/H/15/976 | 10290 | 10290 |  | 2026-01-01
957 | BEMS | P0 | Hospital Shah Alam, Selangor | Jabatan Anestesiologi & Rawatan Kritikal | Unit Rawatan Rapi (ICU) | Compression Units, Intermittent | INTERMITTENT PNEUMATIC COMPRESSION SYSTEM/DVT PUMP (KENDALL/SCD EXPRESS) / VESOFLOW/ VF500 | Therapeutic | Basic | 10-969 | 1 | KKM/JKN/HSA/10-05-01/H/15/188 | 10000 | 10000 |  | 2026-01-01
958 | BEMS | P0 | Hospital Shah Alam, Selangor | Jabatan Anestesiologi & Rawatan Kritikal | Unit Rawatan Rapi (ICU) | Compression Units, Intermittent | INTERMITTENT PNEUMATIC COMPRESSION SYSTEM/DVT PUMP (KENDALL/SCD EXPRESS) / VESOFLOW/ VF500 | Therapeutic | Basic | 10-969 | 1 | KKM/JKN/HSA/10-05-01/H/15/187 | 10000 | 10000 |  | 2026-01-01
959 | BEMS | P0 | Hospital Shah Alam, Selangor | Jabatan Ortopedik | Wad Ortopedik | Compression Units, Intermittent | VENAFLOW (DVT PUMP) | Therapeutic | Basic | 10-969 | 1 | KKM/JKN/HSA/10-05-01/H/16/32 | 3800 | 3800 |  | 2026-01-01
960 | BEMS | P0 | Hospital Shah Alam, Selangor | Jabatan Ortopedik | Wad Ortopedik | Compression Units, Intermittent | VENAFLOW (DVT PUMP) | Therapeutic | Basic | 10-969 | 1 | KKM/JKN/HSA/10-05-01/H/16/33 | 3800 | 3800 |  | 2026-01-01
961 | BEMS | P0 | Hospital Shah Alam, Selangor | Jabatan Ortopedik | Wad Ortopedik | Exercisers, Continuous Passive Motion | MACHINE CPM KNEE | Therapeutic | Basic | 11-631 | 1 | KKM/JKN/HSA/10-05-01/H/16/111 | 18620 | 18620 |  | 2026-01-01
962 | BEMS | P0 | Hospital Shah Alam, Selangor | Jabatan Anestesiologi & Rawatan Kritikal | High Dependency Ward (HDW) | Compression Units, Intermittent | INTERMITTENT PNEUMATIC COMPRESSION SYSTEM/DVT PUMP (KENDALL) | Therapeutic | Basic | 10-969 | 1 | KKM/JKN/HSA/10-05-01/H/16/72 | 8805 | 8805 |  | 2026-01-01
963 | BEMS | P0 | Hospital Shah Alam, Selangor | Jabatan Anestesiologi & Rawatan Kritikal | High Dependency Ward (HDW) | Compression Units, Intermittent | INTERMITTENT PNEUMATIC COMPRESSION SYSTEM/DVT PUMP (KENDALL) | Therapeutic | Basic | 10-969 | 1 | KKM/JKN/HSA/10-05-01/H/16/73 | 8805 | 8805 |  | 2026-01-01
964 | BEMS | P0 | Hospital Shah Alam, Selangor | Jabatan Anestesiologi & Rawatan Kritikal | High Dependency Ward (HDW) | Compression Units, Intermittent | INTERMITTENT PNEUMATIC COMPRESSION SYSTEM/DVT PUMP (KENDALL) | Therapeutic | Basic | 10-969 | 1 | KKM/JKN/HSA/10-05-01/H/16/74 | 8805 | 8805 |  | 2026-01-01
965 | BEMS | P0 | Hospital Shah Alam, Selangor | Jabatan Anestesiologi & Rawatan Kritikal | High Dependency Ward (HDW) | Compression Units, Intermittent | INTERMITTENT PNEUMATIC COMPRESSION SYSTEM/DVT PUMP (KENDALL) | Therapeutic | Basic | 10-969 | 1 | KKM/JKN/HSA/10-05-01/H/16/75 | 8805 | 8805 |  | 2026-01-01
966 | BEMS | P0 | Hospital Shah Alam, Selangor | Jabatan Anestesiologi & Rawatan Kritikal | High Dependency Ward (HDW) | Compression Units, Intermittent | INTERMITTENT PNEUMATIC COMPRESSION SYSTEM/DVT PUMP (KENDALL) | Therapeutic | Basic | 10-969 | 1 | KKM/JKN/HSA/10-05-01/H/16/76 | 8805 | 8805 |  | 2026-01-01
967 | BEMS | P0 | Hospital Shah Alam, Selangor | Jabatan Anestesiologi & Rawatan Kritikal | High Dependency Ward (HDW) | Compression Units, Intermittent | INTERMITTENT PNEUMATIC COMPRESSION SYSTEM/DVT PUMP (KENDALL) | Therapeutic | Basic | 10-969 | 1 | KKM/JKN/HSA/10-05-01/H/16/77 | 8805 | 8805 |  | 2026-01-01
968 | BEMS | P0 | Hospital Shah Alam, Selangor | Jabatan Anestesiologi & Rawatan Kritikal | High Dependency Ward (HDW) | Compression Units, Intermittent | INTERMITTENT PNEUMATIC COMPRESSION SYSTEM/DVT PUMP (KENDALL) | Therapeutic | Basic | 10-969 | 1 | KKM/JKN/HSA/10-05-01/H/16/78 | 8805 | 8805 |  | 2026-01-01
969 | BEMS | P0 | Hospital Shah Alam, Selangor | Jabatan Anestesiologi & Rawatan Kritikal | High Dependency Ward (HDW) | Compression Units, Intermittent | INTERMITTENT PNEUMATIC COMPRESSION SYSTEM/DVT PUMP (KENDALL) | Therapeutic | Basic | 10-969 | 1 | KKM/JKN/HSA/10-05-01/H/16/79 | 8805 | 8805 |  | 2026-01-01
970 | BEMS | P0 | Hospital Shah Alam, Selangor | Jabatan Anestesiologi & Rawatan Kritikal | High Dependency Ward (HDW) | Compression Units, Intermittent | INTERMITTENT PNEUMATIC COMPRESSION SYSTEM/DVT PUMP (KENDALL) | Therapeutic | Basic | 10-969 | 1 | KKM/JKN/HSA/10-05-01/H/16/80 | 8805 | 8805 |  | 2026-01-01
971 | BEMS | P0 | Hospital Shah Alam, Selangor | Jabatan Anestesiologi & Rawatan Kritikal | High Dependency Ward (HDW) | Compression Units, Intermittent | INTERMITTENT PNEUMATIC COMPRESSION SYSTEM/DVT PUMP (KENDALL) | Therapeutic | Basic | 10-969 | 1 | KKM/JKN/HSA/10-05-01/H/16/81 | 8805 | 8805 |  | 2026-01-01
972 | BEMS | P0 | Hospital Shah Alam, Selangor | Jabatan Patologi | Jabatan Patologi | Heating Blocks | BATH DRY WITH TEST TUBE BLOCKS | Therapeutic | Basic | 15-105 | 1 | KKM/JKN/HSA/10-05-01/H/15/4019 | 4600 | 4600 |  | 2026-01-01
973 | BEMS | P0 | Hospital Shah Alam, Selangor | Jabatan Patologi | Jabatan Patologi | Baths, Water, Laboratory | BATH PARAFFIN SECTION MOUNTING | Laboratory | Basic | 16-861 | 1 | KKM/JKN/HSA/10-05-01/H/15/4005 | 2900 | 2900 |  | 2026-01-01
974 | BEMS | P0 | Hospital Shah Alam, Selangor | Jabatan Patologi | Jabatan Patologi | Baths, Water, Laboratory | BATH WATER 14L CAP 0 - 150C | Laboratory | Basic | 16-861 | 1 | KKM/JKN/HSA/10-05-01/H/15/4002 | 2730 | 2730 |  | 2026-01-01
975 | BEMS | P0 | Hospital Shah Alam, Selangor | Jabatan Patologi | Jabatan Patologi | Baths, Water, Laboratory | BATH WATER 14L CAP 0 - 150C | Laboratory | Basic | 16-861 | 1 | KKM/JKN/HSA/10-05-01/H/15/4004 | 2730 | 2730 |  | 2026-01-01
976 | BEMS | P0 | Hospital Shah Alam, Selangor | Jabatan Patologi | Jabatan Patologi | Bath, Water, Plasma-Thawing | THAWING UNIT THERMAL | Therapeutic | Basic | 16-795 | 1 | KKM/JKN/HSA/10-05-01/H/15/4007 | 14279 | 14279 |  | 2026-01-01
977 | BEMS | P0 | Hospital Shah Alam, Selangor | Jabatan Patologi | Jabatan Patologi | Bath, Water, Plasma-Thawing | STERILE TUBING WELDER | Therapeutic | Basic | 16-795 | 1 | KKM/JKN/HSA/10-05-01/H/15/3917 | 36279 | 36279 |  | 2026-01-01
978 | BEMS | P0 | Hospital Shah Alam, Selangor | Jabatan Patologi | Jabatan Patologi | Baths, Water, Laboratory | SLIDE WARMER 30 TO 60 C | Laboratory | Basic | 16-861 | 1 | KKM/JKN/HSA/10-05-01/H/15/3942 | 2800 | 2800 |  | 2026-01-01
979 | BEMS | P0 | Hospital Shah Alam, Selangor | Jabatan Patologi | Jabatan Patologi | Baths, Water, Laboratory | SLIDE WARMER 30 TO 60 C | Laboratory | Basic | 16-861 | 1 | KKM/JKN/HSA/10-05-01/H/15/3943 | 2800 | 2800 |  | 2026-01-01
980 | BEMS | P0 | Hospital Shah Alam, Selangor | Jabatan Patologi | Jabatan Patologi | Baths, Water, Laboratory | SLIDE WARMER 30 TO 60 C | Laboratory | Basic | 16-861 | 1 | KKM/JKN/HSA/10-05-01/H/15/3944 | 2800 | 2800 |  | 2026-01-01
981 | BEMS | P0 | Hospital Shah Alam, Selangor | Jabatan Patologi | Jabatan Patologi | Heating Units, Wax Scalding Unit | WARMER WAX HISTO | Therapeutic | Basic | 88-040 | 1 | KKM/JKN/HSA/10-05-01/H/15/3940 | 10000 | 10000 |  | 2026-01-01
982 | BEMS | P0 | Hospital Shah Alam, Selangor | Jabatan Patologi | Jabatan Patologi | Homogenizers, Tissue | HOMOGENIZER | Laboratory | Intermediate | 15-304 | 1 | KKM/JKN/HSA/10-05-01/H/16/6 | 2500 | 2500 |  | 2026-01-01
983 | BEMS | P0 | Hospital Shah Alam, Selangor | Jabatan Patologi | Jabatan Patologi | Homogenizers, Tissue | HOMOGENIZER | Laboratory | Intermediate | 15-304 | 1 | KKM/JKN/HSA/10-05-01/H/16/7 | 2500 | 2500 |  | 2026-01-01
984 | BEMS | P0 | Hospital Shah Alam, Selangor | Jabatan Farmasi | Farmasi Pesakit Dalam | Hot Plates | HOT PLATE | Laboratory | Basic | 16-287 | 1 | KKM/JKN/HSA/10-05-01/H/16/25 | 3990 | 3990 |  | 2026-01-01
985 | BEMS | P0 | Hospital Shah Alam, Selangor | Jabatan Farmasi | Farmasi Pesakit Dalam | Homogenizers, Tissue | HOMOGENIZER | Laboratory | Intermediate | 15-304 | 1 | KKM/JKN/HSA/10-05-01/H/16/55 | 17200 | 17200 |  | 2026-01-01
986 | BEMS | P0 | Hospital Shah Alam, Selangor | Jabatan Farmasi | Farmasi Pesakit Dalam | Homogenizers, Tissue | HOMOGENIZER | Laboratory | Intermediate | 15-304 | 1 | KKM/JKN/HSA/10-05-01/H/16/104 | 17200 | 17200 |  | 2026-01-01
987 | BEMS | P0 | Hospital Shah Alam, Selangor | Jabatan Bedah Mulut & Pergigian Pediatrik | Klinik Bedah Mulut & Klinik Pergigian Pediatrik | Analgesia Units, Inhalation | DIGITAL NITROUS OXIDE SEDATION | Therapeutic | Basic | 16-953 | 1 | KKM/JKN/HSA/10-05-01/H/16/52 | 28000 | 28000 |  | 2026-01-01
988 | BEMS | P0 | Hospital Shah Alam, Selangor | Jabatan Kecemasan & Trauma | Jabatan Kecemasan & Trauma | Warming Units, Blood/Solution | BLOOD WARMER DRY (WARM ON TUBING) | Therapeutic | Basic | 10-447 | 1 | KKM/JKN/HSA/10-05-01/H/15/5034 | 18304 | 18304 |  | 2026-01-01
989 | BEMS | P0 | Hospital Shah Alam, Selangor | Jabatan Kecemasan & Trauma | Jabatan Kecemasan & Trauma | Warming Units, Blood/Solution | BLOOD WARMER DRY (WARM ON TUBING) | Therapeutic | Basic | 10-447 | 1 | KKM/JKN/HSA/10-05-01/H/15/5035 | 18304 | 18304 |  | 2026-01-01
990 | BEMS | P0 | Hospital Shah Alam, Selangor | Jabatan Kecemasan & Trauma | Jabatan Kecemasan & Trauma | Warming Units, Blood/Solution | BLOOD WARMER DRY (WARM ON TUBING) | Therapeutic | Basic | 10-447 | 1 | KKM/JKN/HSA/10-05-01/H/15/5036 | 18304 | 18304 |  | 2026-01-01
991 | BEMS | P0 | Hospital Shah Alam, Selangor | Jabatan Obstetrik & Ginekologi | Dewan Bedah Bersalin (MOT) | Warming Units, Blood/Solution | WARMER BLOOD WATER TYPE | Therapeutic | Basic | 10-447 | 1 | KKM/JKN/HSA/10-05-01/H/15/5027 | 10639.2 | 10639.2 |  | 2026-01-01
992 | BEMS | P0 | Hospital Shah Alam, Selangor | Jabatan Obstetrik & Ginekologi | Dewan Bedah Bersalin (MOT) | Warming Units, Blood/Solution | WARMER BLOOD WATER TYPE | Therapeutic | Basic | 10-447 | 1 | KKM/JKN/HSA/10-05-01/H/15/5028 | 10639.2 | 10639.2 |  | 2026-01-01
993 | BEMS | P0 | Hospital Shah Alam, Selangor | Jabatan Kecemasan & Trauma | Jabatan Kecemasan & Trauma | Warming Units, Blood/Solution | WARMER BLOOD WATER TYPE | Therapeutic | Basic | 10-447 | 1 | KKM/JKN/HSA/10-05-01/H/15/5037 | 10639.2 | 10639.2 |  | 2026-01-01
994 | BEMS | P0 | Hospital Shah Alam, Selangor | Jabatan Kecemasan & Trauma | Jabatan Kecemasan & Trauma | Warming Units, Blood/Solution | WARMER BLOOD WATER TYPE | Therapeutic | Basic | 10-447 | 1 | KKM/JKN/HSA/10-05-01/H/15/5038 | 10639.2 | 10639.2 |  | 2026-01-01
995 | BEMS | P0 | Hospital Shah Alam, Selangor | Jabatan Anestesiologi & Rawatan Kritikal | Dewan Bedah Utama (GOT) | Warming Units, Blood/Solution | INFUSOR HIGH SPEED (RAPID) | Therapeutic | Basic | 10-447 | 1 | KKM/JKN/HSA/10-05-01/H/15/954 | 8800 | 8800 |  | 2026-01-01
996 | BEMS | P0 | Hospital Shah Alam, Selangor | Jabatan Oftalmologi | Klinik Oftalmologi | Cryosurgical Units, Ophthalmic | CRYO UNIT OPHTHALMIC CYLINDER MTD | Therapeutic | Intermediate | 11-068 | 1 | KKM/JKN/HSA/10-05-01/H/15/4122 | 58000 | 58000 |  | 2026-01-01
997 | BEMS | P0 | Hospital Shah Alam, Selangor | Jabatan Anestesiologi & Rawatan Kritikal | Dewan Bedah Utama (GOT) | Smoke evacuation systems, surgical | SMOKE EVACUATOR | Diagnostic | Intermediate | 16-262 | 1 | KKM/JKN/HSA/10-05-01/H/15/434 | 21000 | 21000 |  | 2026-01-01
998 | BEMS | P0 | Hospital Shah Alam, Selangor | Jabatan Oftalmologi | Dewan Bedah Utama (GOT) | Cataract Extraction Units, Phacoemulsification | VITRECTOMY MICRO UNIT ANT/POST | Therapeutic | High | 17-596 | 1 | KKM/JKN/HSA/10-05-01/H/15/5058 | 283400 | 283400 |  | 2026-01-01
999 | BEMS | P0 | Hospital Shah Alam, Selangor | Jabatan Oftalmologi | Klinik Oftalmologi | Scanning Systems, Laser, Optical Tomography | KOMPUTER MEJA (SPECTRALIS VIEWING TERMINAL) | Therapeutic | Basic | 18-191 | 1 | KKM/JKN/HSA/10-05-01/H/16/114 | 36000 | 36000 |  | 2026-01-01
1000 | BEMS | P0 | Hospital Shah Alam, Selangor | Jabatan Perubatan Rehabilitasi | Jabatan Perubatan Rehabilitasi | Treadmills | TREADMILL MOTORISED | Diagnostic | Basic | 14-141 | 1 | KKM/JKN/HSA/10-05-01/H/15/1366 | 7281 | 7281 |  | 2026-01-01
1001 | BEMS | P0 | Hospital Shah Alam, Selangor | Jabatan Perubatan Rehabilitasi | Jabatan Perubatan Rehabilitasi | Stimulators, Electrical, Neuromuscular | ACCUPUNCTURE UNIT ELECTRO | Therapeutic | Intermediate | 13-775 | 1 | KKM/JKN/HSA/10-05-01/H/15/2547 | 9465 | 9465 |  | 2026-01-01
1002 | BEMS | P0 | Hospital Shah Alam, Selangor | Jabatan Perubatan Rehabilitasi | Jabatan Perubatan Rehabilitasi | Stimulators, Electrical, Peripheral Nerve, Analgesic, Transcutaneous | INTERFERENTIAL THERAPY W/SUCTION | Therapeutic | Intermediate | 13-782 | 1 | KKM/JKN/HSA/10-05-01/H/15/2548 | 14010 | 14010 |  | 2026-01-01
1003 | BEMS | P0 | Hospital Shah Alam, Selangor | Jabatan Perubatan Rehabilitasi | Jabatan Perubatan Rehabilitasi | Stimulators, Electrical, Neuromuscular | STIMULATOR TRANSCUTANEOUS NERVE | Therapeutic | Intermediate | 13-775 | 1 | KKM/JKN/HSA/10-05-01/R/15/16750 | 949 | 949 |  | 2026-01-01
1004 | BEMS | P0 | Hospital Shah Alam, Selangor | Jabatan Obstetrik & Ginekologi | Dewan Bedah Bersalin (MOT) | Pressure Infusors | INFUSOR PRESSURE | Therapeutic | Basic | 13-100 | 1 | KKM/JKN/HSA/10-05-01/R/15/17211 | 611 | 611 |  | 2026-01-01
1005 | BEMS | P0 | Hospital Shah Alam, Selangor | Jabatan Obstetrik & Ginekologi | Dewan Bedah Bersalin (MOT) | Pressure Infusors | INFUSOR PRESSURE | Therapeutic | Basic | 13-100 | 1 | KKM/JKN/HSA/10-05-01/R/15/17212 | 611 | 611 |  | 2026-01-01
1006 | BEMS | P0 | Hospital Shah Alam, Selangor | Jabatan Ortopedik | Wad Ortopedik | Nebulizers, Heated | NEBULISER | Therapeutic | Basic | 12-716 | 1 | KKM/JKN/HSA/10-05-01/R/15/15951 | 1950 | 1950 |  | 2026-01-01
1007 | BEMS | P0 | Hospital Shah Alam, Selangor | Jabatan Obstetrik & Ginekologi | Klinik Obstetrik & Ginekologi | Nebulizers, Heated | NEBULISER | Therapeutic | Basic | 12-716 | 1 | KKM/JKN/HSA/10-05-01/R/15/16149 | 1950 | 1950 |  | 2026-01-01
1008 | BEMS | P0 | Hospital Shah Alam, Selangor | Jabatan Ortopedik | Klinik Ortopedik | Nebulizers, Heated | NEBULISER | Therapeutic | Basic | 12-716 | 1 | KKM/JKN/HSA/10-05-01/R/15/16150 | 1950 | 1950 |  | 2026-01-01
1009 | BEMS | P0 | Hospital Shah Alam, Selangor | Jabatan Pediatrik | Klinik Pediatrik | Nebulizers, Heated | NEBULISER | Therapeutic | Basic | 12-716 | 1 | KKM/JKN/HSA/10-05-01/R/15/16151 | 1950 | 1950 |  | 2026-01-01
1010 | BEMS | P0 | Hospital Shah Alam, Selangor | Jabatan Pediatrik | Klinik Pediatrik | Nebulizers, Heated | NEBULISER | Therapeutic | Basic | 12-716 | 1 | KKM/JKN/HSA/10-05-01/R/15/16152 | 1950 | 1950 |  | 2026-01-01
1011 | BEMS | P0 | Hospital Shah Alam, Selangor | Jabatan Pediatrik | Klinik Pediatrik | Nebulizers, Heated | NEBULISER | Therapeutic | Basic | 12-716 | 1 | KKM/JKN/HSA/10-05-01/R/15/16153 | 1950 | 1950 |  | 2026-01-01
1012 | BEMS | P0 | Hospital Shah Alam, Selangor | Jabatan Pediatrik | Klinik Pediatrik | Nebulizers, Heated | NEBULISER | Therapeutic | Basic | 12-716 | 1 | KKM/JKN/HSA/10-05-01/R/15/16154 | 1950 | 1950 |  | 2026-01-01
1013 | BEMS | P0 | Hospital Shah Alam, Selangor | Jabatan Pediatrik | Wad Pediatrik | Nebulizers, Heated | NEBULISER | Therapeutic | Basic | 12-716 | 1 | KKM/JKN/HSA/10-05-01/R/15/16155 | 1950 | 1950 |  | 2026-01-01
1014 | BEMS | P0 | Hospital Shah Alam, Selangor | Jabatan Pembedahan Am | Wad Pembedahan Perempuan 9B | Nebulizers, Heated | NEBULISER | Therapeutic | Basic | 12-716 | 1 | KKM/JKN/HSA/10-05-01/R/15/16156 | 1950 | 1950 |  | 2026-01-01
1015 | BEMS | P0 | Hospital Shah Alam, Selangor | Jabatan Pembedahan Am | Wad Pembedahan Perempuan 9B | Nebulizers, Heated | NEBULISER | Therapeutic | Basic | 12-716 | 1 | KKM/JKN/HSA/10-05-01/R/15/16157 | 1950 | 1950 |  | 2026-01-01
1016 | BEMS | P0 | Hospital Shah Alam, Selangor | Jabatan Pembedahan Am | Wad Pembedahan Perempuan 9B | Nebulizers, Heated | NEBULISER | Therapeutic | Basic | 12-716 | 1 | KKM/JKN/HSA/10-05-01/R/15/16158 | 1950 | 1950 |  | 2026-01-01
1017 | BEMS | P0 | Hospital Shah Alam, Selangor | Jabatan Pembedahan Am | Wad Pembedahan Lelaki 9A | Nebulizers, Heated | NEBULISER | Therapeutic | Basic | 12-716 | 1 | KKM/JKN/HSA/10-05-01/R/15/16159 | 1950 | 1950 |  | 2026-01-01
1018 | BEMS | P0 | Hospital Shah Alam, Selangor | Jabatan Pembedahan Am | Wad Pembedahan Perempuan 9B | Nebulizers, Heated | NEBULISER | Therapeutic | Basic | 12-716 | 1 | KKM/JKN/HSA/10-05-01/R/15/16160 | 1950 | 1950 |  | 2026-01-01
1019 | BEMS | P0 | Hospital Shah Alam, Selangor | Jabatan Pembedahan Am | Wad Pembedahan Perempuan 9B | Nebulizers, Heated | NEBULISER | Therapeutic | Basic | 12-716 | 1 | KKM/JKN/HSA/10-05-01/R/15/16161 | 1950 | 1950 |  | 2026-01-01
1020 | BEMS | P0 | Hospital Shah Alam, Selangor | Jabatan Pembedahan Am | Wad Pembedahan Perempuan 9B | Nebulizers, Heated | NEBULISER | Therapeutic | Basic | 12-716 | 1 | KKM/JKN/HSA/10-05-01/R/15/16162 | 1950 | 1950 |  | 2026-01-01
1021 | BEMS | P0 | Hospital Shah Alam, Selangor | Jabatan Pembedahan Am | Wad Pembedahan Perempuan 9B | Nebulizers, Heated | NEBULISER | Therapeutic | Basic | 12-716 | 1 | KKM/JKN/HSA/10-05-01/R/15/16163 | 1950 | 1950 |  | 2026-01-01
1022 | BEMS | P0 | Hospital Shah Alam, Selangor | Jabatan Pembedahan Am | Wad Pembedahan Perempuan 9B | Nebulizers, Heated | NEBULISER | Therapeutic | Basic | 12-716 | 1 | KKM/JKN/HSA/10-05-01/R/15/16164 | 1950 | 1950 |  | 2026-01-01
1023 | BEMS | P0 | Hospital Shah Alam, Selangor | Jabatan Pembedahan Am | Wad Pembedahan Perempuan 9B | Nebulizers, Heated | NEBULISER | Therapeutic | Basic | 12-716 | 1 | KKM/JKN/HSA/10-05-01/R/15/16165 | 1950 | 1950 |  | 2026-01-01
1024 | BEMS | P0 | Hospital Shah Alam, Selangor | Jabatan Pembedahan Am | Klinik Pembedahan Am | Nebulizers, Heated | NEBULISER | Therapeutic | Basic | 12-716 | 1 | KKM/JKN/HSA/10-05-01/R/15/16166 | 1950 | 1950 |  | 2026-01-01
1025 | BEMS | P0 | Hospital Shah Alam, Selangor | Jabatan Anestesiologi & Rawatan Kritikal | Unit Rawatan Rapi (ICU) | Nebulizers, Heated | NEBULISER | Therapeutic | Basic | 12-716 | 1 | KKM/JKN/HSA/10-05-01/R/15/16167 | 1950 | 1950 |  | 2026-01-01
1026 | BEMS | P0 | Hospital Shah Alam, Selangor | Jabatan Anestesiologi & Rawatan Kritikal | Unit Rawatan Rapi (ICU) | Nebulizers, Heated | NEBULISER | Therapeutic | Basic | 12-716 | 1 | KKM/JKN/HSA/10-05-01/R/15/16168 | 1950 | 1950 |  | 2026-01-01
1027 | BEMS | P0 | Hospital Shah Alam, Selangor | Jabatan Perubatan Am | Unit Rawatan Koronari (CCU) | Nebulizers, Heated | NEBULISER | Therapeutic | Basic | 12-716 | 1 | KKM/JKN/HSA/10-05-01/R/15/16169 | 1950 | 1950 |  | 2026-01-01
1028 | BEMS | P0 | Hospital Shah Alam, Selangor | Jabatan Perubatan Am | Unit Rawatan Koronari (CCU) | Nebulizers, Heated | NEBULISER | Therapeutic | Basic | 12-716 | 1 | KKM/JKN/HSA/10-05-01/R/15/16170 | 1950 | 1950 |  | 2026-01-01
1029 | BEMS | P0 | Hospital Shah Alam, Selangor | Jabatan Perubatan Am | Unit Rawatan Koronari (CCU) | Nebulizers, Heated | NEBULISER | Therapeutic | Basic | 12-716 | 1 | KKM/JKN/HSA/10-05-01/R/15/16171 | 1950 | 1950 |  | 2026-01-01
1030 | BEMS | P0 | Hospital Shah Alam, Selangor | Jabatan Pembedahan Am | Unit Rawatan Perubatan Harian | Nebulizers, Heated | NEBULISER | Therapeutic | Basic | 12-716 | 1 | KKM/JKN/HSA/10-05-01/R/15/16172 | 1950 | 1950 |  | 2026-01-01
1031 | BEMS | P0 | Hospital Shah Alam, Selangor | Jabatan Perubatan Am | Klinik Perubatan | Nebulizers, Heated | NEBULISER | Therapeutic | Basic | 12-716 | 1 | KKM/JKN/HSA/10-05-01/R/15/16173 | 1950 | 1950 |  | 2026-01-01
1032 | BEMS | P0 | Hospital Shah Alam, Selangor | Jabatan Perubatan Am | Wad Perubatan Lelaki 10A | Nebulizers, Heated | NEBULISER | Therapeutic | Basic | 12-716 | 1 | KKM/JKN/HSA/10-05-01/R/15/16174 | 1950 | 1950 |  | 2026-01-01
1033 | BEMS | P0 | Hospital Shah Alam, Selangor | Jabatan Perubatan Am | Wad Perubatan Lelaki 10A | Nebulizers, Heated | NEBULISER | Therapeutic | Basic | 12-716 | 1 | KKM/JKN/HSA/10-05-01/R/15/16175 | 1950 | 1950 |  | 2026-01-01
1034 | BEMS | P0 | Hospital Shah Alam, Selangor | Jabatan Perubatan Am | Wad Perubatan Lelaki 10A | Nebulizers, Heated | NEBULISER | Therapeutic | Basic | 12-716 | 1 | KKM/JKN/HSA/10-05-01/R/15/16176 | 1950 | 1950 |  | 2026-01-01
1035 | BEMS | P0 | Hospital Shah Alam, Selangor | Jabatan Perubatan Am | Wad Perubatan Lelaki 10A | Nebulizers, Heated | NEBULISER | Therapeutic | Basic | 12-716 | 1 | KKM/JKN/HSA/10-05-01/R/15/16177 | 1950 | 1950 |  | 2026-01-01
1036 | BEMS | P0 | Hospital Shah Alam, Selangor | Jabatan Perubatan Am | Wad Perubatan Lelaki 10A | Nebulizers, Heated | NEBULISER | Therapeutic | Basic | 12-716 | 1 | KKM/JKN/HSA/10-05-01/R/15/16178 | 1950 | 1950 |  | 2026-01-01
1037 | BEMS | P0 | Hospital Shah Alam, Selangor | Jabatan Perubatan Am | Wad Perubatan Perempuan 10B | Nebulizers, Heated | NEBULISER | Therapeutic | Basic | 12-716 | 1 | KKM/JKN/HSA/10-05-01/R/15/16179 | 1950 | 1950 |  | 2026-01-01
1038 | BEMS | P0 | Hospital Shah Alam, Selangor | Jabatan Perubatan Am | Wad Perubatan Perempuan 10B | Nebulizers, Heated | NEBULISER | Therapeutic | Basic | 12-716 | 1 | KKM/JKN/HSA/10-05-01/R/15/16180 | 1950 | 1950 |  | 2026-01-01
1039 | BEMS | P0 | Hospital Shah Alam, Selangor | Jabatan Perubatan Am | Wad Perubatan Perempuan 10B | Nebulizers, Heated | NEBULISER | Therapeutic | Basic | 12-716 | 1 | KKM/JKN/HSA/10-05-01/R/15/16181 | 1950 | 1950 |  | 2026-01-01
1040 | BEMS | P0 | Hospital Shah Alam, Selangor | Jabatan Perubatan Am | Wad Perubatan Perempuan 10B | Nebulizers, Heated | NEBULISER | Therapeutic | Basic | 12-716 | 1 | KKM/JKN/HSA/10-05-01/R/15/16182 | 1950 | 1950 |  | 2026-01-01
1041 | BEMS | P0 | Hospital Shah Alam, Selangor | Jabatan Perubatan Am | Wad Perubatan Perempuan 10B | Nebulizers, Heated | NEBULISER | Therapeutic | Basic | 12-716 | 1 | KKM/JKN/HSA/10-05-01/R/15/16183 | 1950 | 1950 |  | 2026-01-01
1042 | BEMS | P0 | Hospital Shah Alam, Selangor | Jabatan Perubatan Am | Wad Eksekutif & VIP | Nebulizers, Heated | NEBULISER | Therapeutic | Basic | 12-716 | 1 | KKM/JKN/HSA/10-05-01/R/15/16184 | 1950 | 1950 |  | 2026-01-01
1043 | BEMS | P0 | Hospital Shah Alam, Selangor | Jabatan Kecemasan & Trauma | Jabatan Kecemasan & Trauma | Nebulizers, Heated | NEBULISER COMPRESSOR | Therapeutic | Basic | 12-716 | 1 | KKM/JKN/HSA/10-05-01/R/15/17037 | 1950 | 1950 |  | 2026-01-01
1044 | BEMS | P0 | Hospital Shah Alam, Selangor | Jabatan Kecemasan & Trauma | Jabatan Kecemasan & Trauma | Nebulizers, Heated | NEBULISER COMPRESSOR | Therapeutic | Basic | 12-716 | 1 | KKM/JKN/HSA/10-05-01/R/15/17038 | 1950 | 1950 |  | 2026-01-01
1045 | BEMS | P0 | Hospital Shah Alam, Selangor | Jabatan Kecemasan & Trauma | Jabatan Kecemasan & Trauma | Nebulizers, Heated | NEBULISER COMPRESSOR | Therapeutic | Basic | 12-716 | 1 | KKM/JKN/HSA/10-05-01/R/15/17039 | 1950 | 1950 |  | 2026-01-01
1046 | BEMS | P0 | Hospital Shah Alam, Selangor | Jabatan Kecemasan & Trauma | Jabatan Kecemasan & Trauma | Nebulizers, Heated | NEBULISER COMPRESSOR | Therapeutic | Basic | 12-716 | 1 | KKM/JKN/HSA/10-05-01/R/15/17040 | 1950 | 1950 |  | 2026-01-01
1047 | BEMS | P0 | Hospital Shah Alam, Selangor | Jabatan Radiologi | Jabatan Radiologi | Ultrasound Cleaning Systems | BOTTLE WARMER (GEL WARMER ULTRASOUND) | Therapeutic | Basic | 14-263 | 1 | KKM/JKN/HSA/10-05-01/H/16/161 | 2500 | 2500 |  | 2026-01-01
1048 | BEMS | P0 | Hospital Shah Alam, Selangor | Jabatan Radiologi | Jabatan Radiologi | Ultrasound Cleaning Systems | BOTTLE WARMER (GEL WARMER ULTRASOUND) | Therapeutic | Basic | 14-263 | 1 | KKM/JKN/HSA/10-05-01/H/16/162 | 2500 | 2500 |  | 2026-01-01
1049 | BEMS | P0 | Hospital Shah Alam, Selangor | Jabatan Perubatan Rehabilitasi | Jabatan Perubatan Rehabilitasi | Spirometers, Diagnostic | SPIROMETER VOLUMETRIC INCENTIVE (VITALOGRAPH SPIROMETER) | Diagnostic | Intermediate | 13-680 | 1 | KKM/JKN/HSA/10-05-01/H/15/957 | 8900 | 8900 |  | 2026-01-01
1050 | BEMS | P0 | Hospital Shah Alam, Selangor | Unit Hemodialisis | Unit Hemodialisis | Hemofiltration Units | HAEMODIAFILTRATION SYSTEM | Therapeutic | Intermediate | 15-039 | 1 | KKM/JKN/HSA/10-05-01/H/15/1652 | 50000 | 50000 |  | 2026-01-01
1051 | BEMS | P0 | Hospital Shah Alam, Selangor | Unit Hemodialisis | Unit Hemodialisis | Hemofiltration Units | HAEMODIAFILTRATION SYSTEM | Therapeutic | Intermediate | 15-039 | 1 | KKM/JKN/HSA/10-05-01/H/15/1653 | 50000 | 50000 |  | 2026-01-01
1052 | BEMS | P0 | Hospital Shah Alam, Selangor | Unit Hemodialisis | Unit Rawatan Koronari (CCU) | Hemofiltration Units | HAEMODIAFILTRATION SYSTEM | Therapeutic | Intermediate | 15-039 | 1 | KKM/JKN/HSA/10-05-01/H/15/1654 | 50000 | 50000 |  | 2026-01-01
1053 | BEMS | P0 | Hospital Shah Alam, Selangor | Jabatan Perubatan Rehabilitasi | Jabatan Perubatan Rehabilitasi | Stimulators, Electrical, Neuromuscular | NEUROMUSCULAR STIMULATORS | Therapeutic | Intermediate | 13-775 | 1 | KKM/JKN/HSA/10-05-01/R/15/7440 | 728 | 728 |  | 2026-01-01
1054 | BEMS | P0 | Hospital Shah Alam, Selangor | Jabatan Bedah Mulut & Pergigian Pediatrik | Klinik Bedah Mulut & Klinik Pergigian Pediatrik | Dental Handpiece Maintenance Unit | HANDPIECE MAINTENANCE EQUIPMENT | Therapeutic | Basic | 88-027 | 1 | KKM/JKN/HSA/10-05-01/H/15/4214 | 12000 | 12000 |  | 2026-01-01
1055 | BEMS | P0 | Hospital Shah Alam, Selangor | Jabatan Anestesiologi & Rawatan Kritikal | Unit Rawatan Rapi (ICU) | Ventilators, Intensive Care | VENTILATOR INTENSIVE CARE(ICU) | Therapeutic | Intermediate | 17-429 | 1 | KKM/JKN/HSA/10-05-01/H/15/321 | 70000 | 70000 |  | 2026-01-01
1056 | BEMS | P0 | Hospital Shah Alam, Selangor | Jabatan Anestesiologi & Rawatan Kritikal | Unit Rawatan Rapi (ICU) | Ventilators, Intensive Care | VENTILATOR INTENSIVE CARE(ICU) | Therapeutic | Intermediate | 17-429 | 1 | KKM/JKN/HSA/10-05-01/H/15/322 | 70000 | 70000 |  | 2026-01-01
1057 | BEMS | P0 | Hospital Shah Alam, Selangor | Jabatan Anestesiologi & Rawatan Kritikal | Unit Rawatan Rapi (ICU) | Ventilators, Intensive Care | VENTILATOR INTENSIVE CARE(ICU) | Therapeutic | Intermediate | 17-429 | 1 | KKM/JKN/HSA/10-05-01/H/15/323 | 70000 | 70000 |  | 2026-01-01
1058 | BEMS | P0 | Hospital Shah Alam, Selangor | Jabatan Anestesiologi & Rawatan Kritikal | Unit Rawatan Rapi (ICU) | Ventilators, Intensive Care | VENTILATOR INTENSIVE CARE(ICU) | Therapeutic | Intermediate | 17-429 | 1 | KKM/JKN/HSA/10-05-01/H/15/324 | 70000 | 70000 |  | 2026-01-01
1059 | BEMS | P0 | Hospital Shah Alam, Selangor | Jabatan Anestesiologi & Rawatan Kritikal | Unit Rawatan Rapi (ICU) | Ventilators, Intensive Care | VENTILATOR INTENSIVE CARE(ICU) | Therapeutic | Intermediate | 17-429 | 1 | KKM/JKN/HSA/10-05-01/H/15/325 | 70000 | 70000 |  | 2026-01-01
1060 | BEMS | P0 | Hospital Shah Alam, Selangor | Jabatan Anestesiologi & Rawatan Kritikal | Unit Rawatan Rapi (ICU) | Ventilators, Intensive Care | VENTILATOR INTENSIVE CARE(ICU) | Therapeutic | Intermediate | 17-429 | 1 | KKM/JKN/HSA/10-05-01/H/15/326 | 70000 | 70000 |  | 2026-01-01
1061 | BEMS | P0 | Hospital Shah Alam, Selangor | Jabatan Anestesiologi & Rawatan Kritikal | Unit Rawatan Rapi (ICU) | Ventilators, Intensive Care | VENTILATOR INTENSIVE CARE(ICU) | Therapeutic | Intermediate | 17-429 | 1 | KKM/JKN/HSA/10-05-01/H/15/327 | 70000 | 70000 |  | 2026-01-01
1062 | BEMS | P0 | Hospital Shah Alam, Selangor | Jabatan Perubatan Am | Unit Rawatan Koronari (CCU) | Ventilators, Intensive Care, Adult | VENTILATOR INTENSIVE CARE(CCU/HDU/E&T/BURN) | Therapeutic | Intermediate | 18-792 | 1 | KKM/JKN/HSA/10-05-01/H/15/312 | 50000 | 50000 |  | 2026-01-01
1063 | BEMS | P0 | Hospital Shah Alam, Selangor | Jabatan Perubatan Am | Unit Rawatan Koronari (CCU) | Ventilators, Intensive Care, Adult | VENTILATOR INTENSIVE CARE(CCU/HDU/E&T/BURN) | Therapeutic | Intermediate | 18-792 | 1 | KKM/JKN/HSA/10-05-01/H/15/313 | 50000 | 50000 |  | 2026-01-01
1064 | BEMS | P0 | Hospital Shah Alam, Selangor | Jabatan Perubatan Am | Unit Rawatan Koronari (CCU) | Ventilators, Intensive Care, Adult | VENTILATOR INTENSIVE CARE(CCU/HDU/E&T/BURN) | Therapeutic | Intermediate | 18-792 | 1 | KKM/JKN/HSA/10-05-01/H/15/314 | 50000 | 50000 |  | 2026-01-01
1065 | BEMS | P0 | Hospital Shah Alam, Selangor | Jabatan Anestesiologi & Rawatan Kritikal | High Dependency Ward (HDW) | Ventilators, Intensive Care, Adult | VENTILATOR INTENSIVE CARE(CCU/HDU/E&T/BURN) | Therapeutic | Intermediate | 18-792 | 1 | KKM/JKN/HSA/10-05-01/H/15/315 | 50000 | 50000 |  | 2026-01-01
1066 | BEMS | P0 | Hospital Shah Alam, Selangor | Jabatan Anestesiologi & Rawatan Kritikal | High Dependency Ward (HDW) | Ventilators, Intensive Care, Adult | VENTILATOR INTENSIVE CARE(CCU/HDU/E&T/BURN) | Therapeutic | Intermediate | 18-792 | 1 | KKM/JKN/HSA/10-05-01/H/15/316 | 50000 | 50000 |  | 2026-01-01
1067 | BEMS | P0 | Hospital Shah Alam, Selangor | Jabatan Anestesiologi & Rawatan Kritikal | High Dependency Ward (HDW) | Ventilators, Intensive Care, Adult | VENTILATOR INTENSIVE CARE(CCU/HDU/E&T/BURN) | Therapeutic | Intermediate | 18-792 | 1 | KKM/JKN/HSA/10-05-01/H/15/317 | 50000 | 50000 |  | 2026-01-01
1068 | BEMS | P0 | Hospital Shah Alam, Selangor | Jabatan Anestesiologi & Rawatan Kritikal | High Dependency Ward (HDW) | Ventilators, Intensive Care, Adult | VENTILATOR INTENSIVE CARE(CCU/HDU/E&T/BURN) | Therapeutic | Intermediate | 18-792 | 1 | KKM/JKN/HSA/10-05-01/H/15/319 | 50000 | 50000 |  | 2026-01-01
1069 | BEMS | P0 | Hospital Shah Alam, Selangor | Jabatan Anestesiologi & Rawatan Kritikal | High Dependency Ward (HDW) | Ventilators, Intensive Care, Adult | VENTILATOR INTENSIVE CARE(CCU/HDU/E&T/BURN) | Therapeutic | Intermediate | 18-792 | 1 | KKM/JKN/HSA/10-05-01/H/15/320 | 50000 | 50000 |  | 2026-01-01
1070 | BEMS | P0 | Hospital Shah Alam, Selangor | Jabatan Kecemasan & Trauma | Jabatan Kecemasan & Trauma | Ventilators, Transport | VENTILATOR PORTABLE | Therapeutic | Intermediate | 18-098 | 1 | KKM/JKN/HSA/10-05-01/H/15/308 | 31000 | 31000 |  | 2026-01-01
1071 | BEMS | P0 | Hospital Shah Alam, Selangor | Jabatan Kecemasan & Trauma | Jabatan Kecemasan & Trauma | Ventilators, Transport | VENTILATOR PORTABLE | Therapeutic | Intermediate | 18-098 | 1 | KKM/JKN/HSA/10-05-01/H/15/309 | 31000 | 31000 |  | 2026-01-01
1072 | BEMS | P0 | Hospital Shah Alam, Selangor | Jabatan Kecemasan & Trauma | Jabatan Kecemasan & Trauma | Ventilators, Transport | VENTILATOR PORTABLE | Therapeutic | Intermediate | 18-098 | 1 | KKM/JKN/HSA/10-05-01/H/15/310 | 31000 | 31000 |  | 2026-01-01
1073 | BEMS | P0 | Hospital Shah Alam, Selangor | Jabatan Kecemasan & Trauma | Jabatan Kecemasan & Trauma | Ventilators, Transport | VENTILATOR PORTABLE | Therapeutic | Intermediate | 18-098 | 1 | KKM/JKN/HSA/10-05-01/H/15/311 | 31000 | 31000 |  | 2026-01-01
1074 | BEMS | P0 | Hospital Shah Alam, Selangor | Jabatan Kecemasan & Trauma | Jabatan Kecemasan & Trauma | Ventilators, Transport | VENTILATOR PORTABLE (ADULT/PAED) | Therapeutic | Intermediate | 18-098 | 1 | KKM/JKN/HSA/10-05-01/H/15/303 | 40000 | 40000 |  | 2026-01-01
1075 | BEMS | P0 | Hospital Shah Alam, Selangor | Jabatan Anestesiologi & Rawatan Kritikal | High Dependency Ward (HDW) | Ventilators, Transport | VENTILATOR PORTABLE (ADULT/PAED) | Therapeutic | Intermediate | 18-098 | 1 | KKM/JKN/HSA/10-05-01/H/15/304 | 40000 | 40000 |  | 2026-01-01
1076 | BEMS | P0 | Hospital Shah Alam, Selangor | Jabatan Anestesiologi & Rawatan Kritikal | High Dependency Ward (HDW) | Ventilators, Transport | VENTILATOR PORTABLE (ADULT/PAED) | Therapeutic | Intermediate | 18-098 | 1 | KKM/JKN/HSA/10-05-01/H/15/305 | 40000 | 40000 |  | 2026-01-01
1077 | BEMS | P0 | Hospital Shah Alam, Selangor | Jabatan Anestesiologi & Rawatan Kritikal | Unit Hemodinamik (RHU) | Ventilators, Transport | VENTILATOR PORTABLE (ADULT/PAED) | Therapeutic | Intermediate | 18-098 | 1 | KKM/JKN/HSA/10-05-01/H/15/306 | 40000 | 40000 |  | 2026-01-01
1078 | BEMS | P0 | Hospital Shah Alam, Selangor | Jabatan Anestesiologi & Rawatan Kritikal | Dewan Bedah Utama (GOT) | Ventilators, Transport | VENTILATOR PORTABLE (ADULT/PAED) | Therapeutic | Intermediate | 18-098 | 1 | KKM/JKN/HSA/10-05-01/H/15/307 | 40000 | 40000 |  | 2026-01-01
1079 | BEMS | P0 | Hospital Shah Alam, Selangor | Jabatan Perubatan Am | Unit Rawatan Koronari (CCU) | Ventilators, Transport | VENTILATOR ASSIST, NON INVASIVE | Therapeutic | Intermediate | 17-429 | 1 | KKM/JKN/HSA/10-05-01/H/15/5352 | 50000 | 50000 |  | 2026-01-01
1080 | BEMS | P0 | Hospital Shah Alam, Selangor | Jabatan Anestesiologi & Rawatan Kritikal | High Dependency Ward (HDW) | Ventilators, Intensive Care | VENTILATOR ASSIST, NON INVASIVE | Therapeutic | Intermediate | 17-429 | 1 | KKM/JKN/HSA/10-05-01/H/15/297 | 50000 | 50000 |  | 2026-01-01
1081 | BEMS | P0 | Hospital Shah Alam, Selangor | Jabatan Anestesiologi & Rawatan Kritikal | High Dependency Ward (HDW) | Ventilators, Intensive Care | VENTILATOR ASSIST, NON INVASIVE | Therapeutic | Intermediate | 17-429 | 1 | KKM/JKN/HSA/10-05-01/H/15/298 | 50000 | 50000 |  | 2026-01-01
1082 | BEMS | P0 | Hospital Shah Alam, Selangor | Jabatan Anestesiologi & Rawatan Kritikal | High Dependency Ward (HDW) | Ventilators, Intensive Care | VENTILATOR ASSIST, NON INVASIVE | Therapeutic | Intermediate | 17-429 | 1 | KKM/JKN/HSA/10-05-01/H/15/299 | 50000 | 50000 |  | 2026-01-01
1083 | BEMS | P0 | Hospital Shah Alam, Selangor | Jabatan Anestesiologi & Rawatan Kritikal | High Dependency Ward (HDW) | Ventilators, Intensive Care | VENTILATOR ASSIST, NON INVASIVE | Therapeutic | Intermediate | 17-429 | 1 | KKM/JKN/HSA/10-05-01/H/15/300 | 50000 | 50000 |  | 2026-01-01
1084 | BEMS | P0 | Hospital Shah Alam, Selangor | Jabatan Anestesiologi & Rawatan Kritikal | High Dependency Ward (HDW) | Ventilators, Intensive Care | VENTILATOR ASSIST, NON INVASIVE | Therapeutic | Intermediate | 17-429 | 1 | KKM/JKN/HSA/10-05-01/H/15/301 | 50000 | 50000 |  | 2026-01-01
1085 | BEMS | P0 | Hospital Shah Alam, Selangor | Jabatan Anestesiologi & Rawatan Kritikal | High Dependency Ward (HDW) | Ventilators, Intensive Care | VENTILATOR ASSIST, NON INVASIVE | Therapeutic | Intermediate | 17-429 | 1 | KKM/JKN/HSA/10-05-01/H/15/302 | 50000 | 50000 |  | 2026-01-01
1086 | BEMS | P0 | Hospital Shah Alam, Selangor | Jabatan Kecemasan & Trauma | Jabatan Kecemasan & Trauma | Ventilators, Intensive Care | VENTILATOR / PHILIPS RESPIRONICS/V60 | Therapeutic | Intermediate | 17-429 | 1 | KKM/JKN/HSA/10-05-01/H/15/37 | 49500 | 49500 |  | 2026-01-01
1087 | BEMS | P0 | Hospital Shah Alam, Selangor | Jabatan Kecemasan & Trauma | Jabatan Kecemasan & Trauma | Ventilators, Transport | VENTILATOR / WEINMANN/MEDUMAT STANDART 2 | Therapeutic | Intermediate | 18-098 | 1 | KKM/JKN/HSA/10-05-01/H/16/180 | 34500 | 34500 |  | 2026-01-01
1088 | BEMS | P0 | Hospital Shah Alam, Selangor | Jabatan Kecemasan & Trauma | Jabatan Kecemasan & Trauma | Ventilators, Transport | VENTILATOR | Therapeutic | Intermediate | 18-098 | 1 | KKM/JKN/HSA/10-05-01/H/18/136 | 44999 | 44999 |  | 2026-01-01
1089 | BEMS | P0 | Hospital Shah Alam, Selangor | Unit Hemodialisis | Unit Hemodialisis | Hemodialysis Units | HAEMODIALYSIS UNIT W/ MONITORING AND MANAGEMENT SYSTEM | Therapeutic | Intermediate | 11-218 | 1 | KKM/JKN/HSA/10-05-01/H/15/1626 | 36300 | 36300 |  | 2026-01-01
1090 | BEMS | P0 | Hospital Shah Alam, Selangor | Unit Hemodialisis | Unit Hemodialisis | Hemodialysis Units | HAEMODIALYSIS UNIT W/ MONITORING AND MANAGEMENT SYSTEM | Therapeutic | Intermediate | 11-218 | 1 | KKM/JKN/HSA/10-05-01/H/15/1627 | 36300 | 36300 |  | 2026-01-01
1091 | BEMS | P0 | Hospital Shah Alam, Selangor | Unit Hemodialisis | Unit Hemodialisis | Hemodialysis Units | HAEMODIALYSIS UNIT W/ MONITORING AND MANAGEMENT SYSTEM | Therapeutic | Intermediate | 11-218 | 1 | KKM/JKN/HSA/10-05-01/H/15/1628 | 36300 | 36300 |  | 2026-01-01
1092 | BEMS | P0 | Hospital Shah Alam, Selangor | Unit Hemodialisis | Unit Hemodialisis | Hemodialysis Units | HAEMODIALYSIS UNIT W/ MONITORING AND MANAGEMENT SYSTEM | Therapeutic | Intermediate | 11-218 | 1 | KKM/JKN/HSA/10-05-01/H/15/1629 | 36300 | 36300 |  | 2026-01-01
1093 | BEMS | P0 | Hospital Shah Alam, Selangor | Unit Hemodialisis | Unit Hemodialisis | Hemodialysis Units | HAEMODIALYSIS UNIT W/ MONITORING AND MANAGEMENT SYSTEM | Therapeutic | Intermediate | 11-218 | 1 | KKM/JKN/HSA/10-05-01/H/15/1630 | 36300 | 36300 |  | 2026-01-01
1094 | BEMS | P0 | Hospital Shah Alam, Selangor | Unit Hemodialisis | Unit Hemodialisis | Hemodialysis Units | HAEMODIALYSIS UNIT W/ MONITORING AND MANAGEMENT SYSTEM | Therapeutic | Intermediate | 11-218 | 1 | KKM/JKN/HSA/10-05-01/H/15/1631 | 36300 | 36300 |  | 2026-01-01
1095 | BEMS | P0 | Hospital Shah Alam, Selangor | Unit Hemodialisis | Unit Hemodialisis | Hemodialysis Units | HAEMODIALYSIS UNIT W/ MONITORING AND MANAGEMENT SYSTEM | Therapeutic | Intermediate | 11-218 | 1 | KKM/JKN/HSA/10-05-01/H/15/1632 | 36300 | 36300 |  | 2026-01-01
1096 | BEMS | P0 | Hospital Shah Alam, Selangor | Unit Hemodialisis | Unit Hemodialisis | Hemodialysis Units | HAEMODIALYSIS UNIT W/ MONITORING AND MANAGEMENT SYSTEM | Therapeutic | Intermediate | 11-218 | 1 | KKM/JKN/HSA/10-05-01/H/15/1633 | 36300 | 36300 |  | 2026-01-01
1097 | BEMS | P0 | Hospital Shah Alam, Selangor | Unit Hemodialisis | Unit Hemodialisis | Hemodialysis Units | HAEMODIALYSIS UNIT W/ MONITORING AND MANAGEMENT SYSTEM | Therapeutic | Intermediate | 11-218 | 1 | KKM/JKN/HSA/10-05-01/H/15/1634 | 36300 | 36300 |  | 2026-01-01
1098 | BEMS | P0 | Hospital Shah Alam, Selangor | Unit Hemodialisis | Unit Hemodialisis | Hemodialysis Units | HAEMODIALYSIS UNIT W/ MONITORING AND MANAGEMENT SYSTEM | Therapeutic | Intermediate | 11-218 | 1 | KKM/JKN/HSA/10-05-01/H/15/1635 | 36300 | 36300 |  | 2026-01-01
1099 | BEMS | P0 | Hospital Shah Alam, Selangor | Unit Hemodialisis | Unit Hemodialisis | Hemodialysis Units | HAEMODIALYSIS UNIT W/ MONITORING AND MANAGEMENT SYSTEM | Therapeutic | Intermediate | 11-218 | 1 | KKM/JKN/HSA/10-05-01/H/15/1636 | 36300 | 36300 |  | 2026-01-01
1100 | BEMS | P0 | Hospital Shah Alam, Selangor | Unit Hemodialisis | Unit Hemodialisis | Hemodialysis Units | HAEMODIALYSIS UNIT W/ MONITORING AND MANAGEMENT SYSTEM | Therapeutic | Intermediate | 11-218 | 1 | KKM/JKN/HSA/10-05-01/H/15/1637 | 36300 | 36300 |  | 2026-01-01
1101 | BEMS | P0 | Hospital Shah Alam, Selangor | Unit Hemodialisis | Unit Hemodialisis | Hemodialysis Units | HAEMODIALYSIS UNIT W/ MONITORING AND MANAGEMENT SYSTEM | Therapeutic | Intermediate | 11-218 | 1 | KKM/JKN/HSA/10-05-01/H/15/1638 | 36300 | 36300 |  | 2026-01-01
1102 | BEMS | P0 | Hospital Shah Alam, Selangor | Unit Hemodialisis | Unit Hemodialisis | Hemodialysis Units | HAEMODIALYSIS UNIT W/ MONITORING AND MANAGEMENT SYSTEM | Therapeutic | Intermediate | 11-218 | 1 | KKM/JKN/HSA/10-05-01/H/15/1639 | 36300 | 36300 |  | 2026-01-01
1103 | BEMS | P0 | Hospital Shah Alam, Selangor | Unit Hemodialisis | Unit Hemodialisis | Hemodialysis Units | HAEMODIALYSIS UNIT W/ MONITORING AND MANAGEMENT SYSTEM | Therapeutic | Intermediate | 11-218 | 1 | KKM/JKN/HSA/10-05-01/H/15/1640 | 36300 | 36300 |  | 2026-01-01
1104 | BEMS | P0 | Hospital Shah Alam, Selangor | Unit Hemodialisis | Unit Hemodialisis | Hemodialysis Units | HAEMODIALYSIS UNIT W/ MONITORING AND MANAGEMENT SYSTEM | Therapeutic | Intermediate | 11-218 | 1 | KKM/JKN/HSA/10-05-01/H/15/1641 | 36300 | 36300 |  | 2026-01-01
1105 | BEMS | P0 | Hospital Shah Alam, Selangor | Unit Hemodialisis | Unit Hemodialisis | Hemodialysis Units | HAEMODIALYSIS UNIT W/ MONITORING AND MANAGEMENT SYSTEM | Therapeutic | Intermediate | 11-218 | 1 | KKM/JKN/HSA/10-05-01/H/15/4248 | 36300 | 36300 |  | 2026-01-01
1106 | BEMS | P0 | Hospital Shah Alam, Selangor | Unit Hemodialisis | Unit Hemodialisis | Hemodialysis Units | HAEMODIALYSIS UNIT W/ MONITORING AND MANAGEMENT SYSTEM | Therapeutic | Intermediate | 11-218 | 1 | KKM/JKN/HSA/10-05-01/H/15/4249 | 36300 | 36300 |  | 2026-01-01
1107 | BEMS | P0 | Hospital Shah Alam, Selangor | Unit Hemodialisis | High Dependency Ward (HDW) | Hemodialysis Units | HAEMODIALYSIS UNIT PORTABLE (CRRT) | Therapeutic | Intermediate | 11-218 | 1 | KKM/JKN/HSA/10-05-01/H/15/992 | 60000 | 60000 |  | 2026-01-01
1108 | BEMS | P0 | Hospital Shah Alam, Selangor | Jabatan Kecemasan & Trauma | Jabatan Kecemasan & Trauma | Incubators, Infant, Transport | INCUBATOR TRANSPORT WITH VENTILATOR | Therapeutic | Intermediate | 12-114 | 1 | KKM/JKN/HSA/10-05-01/H/15/554 | 68000 | 68000 |  | 2026-01-01
1109 | BEMS | P0 | Hospital Shah Alam, Selangor | Jabatan Obstetrik & Ginekologi | Dewan Bersalin (LDU) | Incubators, Infant, Transport | INCUBATOR TRANSPORT WITH VENTILATOR | Therapeutic | Intermediate | 12-114 | 1 | KKM/JKN/HSA/10-05-01/H/15/555 | 68000 | 68000 |  | 2026-01-01
1110 | BEMS | P0 | Hospital Shah Alam, Selangor | Jabatan Obstetrik & Ginekologi | Dewan Bersalin (LDU) | Incubators, Infant, Transport | INCUBATOR TRANSPORT WITH VENTILATOR | Therapeutic | Intermediate | 12-114 | 1 | KKM/JKN/HSA/10-05-01/H/15/556 | 68000 | 68000 |  | 2026-01-01
1111 | BEMS | P0 | Hospital Shah Alam, Selangor | Jabatan Pediatrik | Unit Rawatan Rapi Neonatal (NICU) | Incubators, Infant, Transport | INCUBATOR TRANSPORT WITH VENTILATOR | Therapeutic | Intermediate | 12-114 | 1 | KKM/JKN/HSA/10-05-01/H/15/557 | 68000 | 68000 |  | 2026-01-01
1112 | BEMS | P0 | Hospital Shah Alam, Selangor | Jabatan Pediatrik | Unit Rawatan Rapi Neonatal (NICU) | Incubators, Infant, Transport | INCUBATOR TRANSPORT WITH VENTILATOR | Therapeutic | Intermediate | 12-114 | 1 | KKM/JKN/HSA/10-05-01/H/15/558 | 68000 | 68000 |  | 2026-01-01
1113 | BEMS | P0 | Hospital Shah Alam, Selangor | Jabatan Pediatrik | Wad Obstetrik & Ginekologi 8A | Incubators, Infant, Transport | INCUBATOR TRANSPORT WITH VENTILATOR | Therapeutic | Intermediate | 12-114 | 1 | KKM/JKN/HSA/10-05-01/H/15/559 | 68000 | 68000 |  | 2026-01-01
1114 | BEMS | P0 | Hospital Shah Alam, Selangor | Jabatan Pediatrik | Unit Rawatan Rapi Neonatal (NICU) | Incubators, Infant | INCUBATOR INFANT INTENSIVE CARE | Therapeutic | Intermediate | 12-113 | 1 | KKM/JKN/HSA/10-05-01/H/15/467 | 24000 | 24000 |  | 2026-01-01
1115 | BEMS | P0 | Hospital Shah Alam, Selangor | Jabatan Pediatrik | Unit Rawatan Rapi Neonatal (NICU) | Incubators, Infant | INCUBATOR INFANT INTENSIVE CARE | Therapeutic | Intermediate | 12-113 | 1 | KKM/JKN/HSA/10-05-01/H/15/468 | 24000 | 24000 |  | 2026-01-01
1116 | BEMS | P0 | Hospital Shah Alam, Selangor | Jabatan Pediatrik | Unit Rawatan Rapi Neonatal (NICU) | Incubators, Infant | INCUBATOR INFANT INTENSIVE CARE | Therapeutic | Intermediate | 12-113 | 1 | KKM/JKN/HSA/10-05-01/H/15/469 | 24000 | 24000 |  | 2026-01-01
1117 | BEMS | P0 | Hospital Shah Alam, Selangor | Jabatan Pediatrik | Unit Rawatan Rapi Neonatal (NICU) | Incubators, Infant | INCUBATOR INFANT INTENSIVE CARE | Therapeutic | Intermediate | 12-113 | 1 | KKM/JKN/HSA/10-05-01/H/15/470 | 24000 | 24000 |  | 2026-01-01
1118 | BEMS | P0 | Hospital Shah Alam, Selangor | Jabatan Pediatrik | Unit Rawatan Rapi Neonatal (NICU) | Incubators, Infant | INCUBATOR INFANT INTENSIVE CARE | Therapeutic | Intermediate | 12-113 | 1 | KKM/JKN/HSA/10-05-01/H/15/471 | 24000 | 24000 |  | 2026-01-01
1119 | BEMS | P0 | Hospital Shah Alam, Selangor | Jabatan Pediatrik | Unit Rawatan Rapi Neonatal (NICU) | Incubators, Infant | INCUBATOR INFANT INTENSIVE CARE | Therapeutic | Intermediate | 12-113 | 1 | KKM/JKN/HSA/10-05-01/H/15/472 | 24000 | 24000 |  | 2026-01-01
1120 | BEMS | P0 | Hospital Shah Alam, Selangor | Jabatan Pediatrik | Unit Rawatan Rapi Neonatal (NICU) | Incubators, Infant | INCUBATOR INFANT INTENSIVE CARE | Therapeutic | Intermediate | 12-113 | 1 | KKM/JKN/HSA/10-05-01/H/15/473 | 24000 | 24000 |  | 2026-01-01
1121 | BEMS | P0 | Hospital Shah Alam, Selangor | Jabatan Pediatrik | Unit Rawatan Rapi Neonatal (NICU) | Incubators, Infant | INCUBATOR INFANT INTENSIVE CARE | Therapeutic | Intermediate | 12-113 | 1 | KKM/JKN/HSA/10-05-01/H/15/474 | 24000 | 24000 |  | 2026-01-01
1122 | BEMS | P0 | Hospital Shah Alam, Selangor | Jabatan Pediatrik | Unit Rawatan Rapi Neonatal (NICU) | Incubators, Infant | INCUBATOR INFANT INTENSIVE CARE | Therapeutic | Intermediate | 12-113 | 1 | KKM/JKN/HSA/10-05-01/H/15/475 | 24000 | 24000 |  | 2026-01-01
1123 | BEMS | P0 | Hospital Shah Alam, Selangor | Jabatan Pediatrik | Unit Rawatan Rapi Neonatal (NICU) | Incubators, Infant | INCUBATOR INFANT INTENSIVE CARE | Therapeutic | Intermediate | 12-113 | 1 | KKM/JKN/HSA/10-05-01/H/15/476 | 24000 | 24000 |  | 2026-01-01
1124 | BEMS | P0 | Hospital Shah Alam, Selangor | Jabatan Pediatrik | Unit Rawatan Rapi Neonatal (NICU) | Incubators, Infant | INCUBATOR INFANT INTENSIVE CARE | Therapeutic | Intermediate | 12-113 | 1 | KKM/JKN/HSA/10-05-01/H/15/477 | 24000 | 24000 |  | 2026-01-01
1125 | BEMS | P0 | Hospital Shah Alam, Selangor | Jabatan Pediatrik | Unit Rawatan Rapi Neonatal (NICU) | Incubators, Infant | INCUBATOR INFANT INTENSIVE CARE | Therapeutic | Intermediate | 12-113 | 1 | KKM/JKN/HSA/10-05-01/H/15/478 | 24000 | 24000 |  | 2026-01-01
1126 | BEMS | P0 | Hospital Shah Alam, Selangor | Jabatan Pediatrik | Unit Rawatan Rapi Neonatal (NICU) | Incubators, Infant | INCUBATOR INFANT INTENSIVE CARE | Therapeutic | Intermediate | 12-113 | 1 | KKM/JKN/HSA/10-05-01/H/15/479 | 24000 | 24000 |  | 2026-01-01
1127 | BEMS | P0 | Hospital Shah Alam, Selangor | Jabatan Pediatrik | Unit Rawatan Rapi Neonatal (NICU) | Incubators, Infant | INCUBATOR INFANT INTENSIVE CARE | Therapeutic | Intermediate | 12-113 | 1 | KKM/JKN/HSA/10-05-01/H/15/480 | 24000 | 24000 |  | 2026-01-01
1128 | BEMS | P0 | Hospital Shah Alam, Selangor | Jabatan Pediatrik | Unit Rawatan Rapi Neonatal (NICU) | Incubators, Infant | INCUBATOR INFANT INTENSIVE CARE | Therapeutic | Intermediate | 12-113 | 1 | KKM/JKN/HSA/10-05-01/H/15/481 | 24000 | 24000 |  | 2026-01-01
1129 | BEMS | P0 | Hospital Shah Alam, Selangor | Jabatan Pediatrik | Unit Rawatan Rapi Neonatal (NICU) | Incubators, Infant | INCUBATOR INFANT INTENSIVE CARE | Therapeutic | Intermediate | 12-113 | 1 | KKM/JKN/HSA/10-05-01/H/15/482 | 24000 | 24000 |  | 2026-01-01
1130 | BEMS | P0 | Hospital Shah Alam, Selangor | Jabatan Pediatrik | Unit Rawatan Rapi Neonatal (NICU) | Incubators, Infant | INCUBATOR INFANT INTENSIVE CARE | Therapeutic | Intermediate | 12-113 | 1 | KKM/JKN/HSA/10-05-01/H/15/483 | 24000 | 24000 |  | 2026-01-01
1131 | BEMS | P0 | Hospital Shah Alam, Selangor | Jabatan Pediatrik | Unit Rawatan Rapi Neonatal (NICU) | Incubators, Infant | INCUBATOR INFANT INTENSIVE CARE | Therapeutic | Intermediate | 12-113 | 1 | KKM/JKN/HSA/10-05-01/H/15/484 | 24000 | 24000 |  | 2026-01-01
1132 | BEMS | P0 | Hospital Shah Alam, Selangor | Jabatan Pediatrik | Unit Rawatan Rapi Neonatal (NICU) | Ventilators, Intensive Care, Neonatal/Pediatric | VENTILATOR FOR NEONATES & INFANTS | Therapeutic | Intermediate | 14-361 | 1 | KKM/JKN/HSA/10-05-01/H/15/1608 | 53000 | 53000 |  | 2026-01-01
1133 | BEMS | P0 | Hospital Shah Alam, Selangor | Jabatan Pediatrik | Unit Rawatan Rapi Neonatal (NICU) | Ventilators, Intensive Care, Neonatal/Pediatric | VENTILATOR FOR NEONATES & INFANTS | Therapeutic | Intermediate | 14-361 | 1 | KKM/JKN/HSA/10-05-01/H/15/1609 | 53000 | 53000 |  | 2026-01-01
1134 | BEMS | P0 | Hospital Shah Alam, Selangor | Jabatan Pediatrik | Unit Rawatan Rapi Neonatal (NICU) | Ventilators, Intensive Care, Neonatal/Pediatric | VENTILATOR FOR NEONATES & INFANTS | Therapeutic | Intermediate | 14-361 | 1 | KKM/JKN/HSA/10-05-01/H/15/1610 | 53000 | 53000 |  | 2026-01-01
1135 | BEMS | P0 | Hospital Shah Alam, Selangor | Jabatan Pediatrik | Unit Rawatan Rapi Neonatal (NICU) | Ventilators, Intensive Care, Neonatal/Pediatric | VENTILATOR FOR NEONATES & INFANTS | Therapeutic | Intermediate | 14-361 | 1 | KKM/JKN/HSA/10-05-01/H/15/1611 | 53000 | 53000 |  | 2026-01-01
1136 | BEMS | P0 | Hospital Shah Alam, Selangor | Jabatan Pediatrik | Unit Rawatan Rapi Neonatal (NICU) | Ventilators, Intensive Care, Neonatal/Pediatric | VENTILATOR FOR NEONATES & INFANTS | Therapeutic | Intermediate | 14-361 | 1 | KKM/JKN/HSA/10-05-01/H/15/3627 | 53000 | 53000 |  | 2026-01-01
1137 | BEMS | P0 | Hospital Shah Alam, Selangor | Jabatan Pediatrik | Unit Rawatan Rapi Neonatal (NICU) | Ventilators, Intensive Care, Neonatal/Pediatric | VENTILATOR FOR NEONATES & INFANTS | Therapeutic | Intermediate | 14-361 | 1 | KKM/JKN/HSA/10-05-01/H/15/3628 | 53000 | 53000 |  | 2026-01-01
1138 | BEMS | P0 | Hospital Shah Alam, Selangor | Jabatan Pediatrik | Unit Rawatan Rapi Neonatal (NICU) | Ventilators, Intensive Care, Neonatal/Pediatric | VENTILATOR FOR NEONATES & INFANTS | Therapeutic | Intermediate | 14-361 | 1 | KKM/JKN/HSA/10-05-01/H/15/3629 | 53000 | 53000 |  | 2026-01-01
1139 | BEMS | P0 | Hospital Shah Alam, Selangor | Jabatan Pediatrik | Unit Rawatan Rapi Neonatal (NICU) | Ventilators, Intensive Care, Neonatal/Pediatric | VENTILATOR FOR NEONATES & INFANTS | Therapeutic | Intermediate | 14-361 | 1 | KKM/JKN/HSA/10-05-01/H/15/3630 | 53000 | 53000 |  | 2026-01-01
1140 | BEMS | P0 | Hospital Shah Alam, Selangor | Jabatan Pediatrik | Unit Rawatan Rapi Neonatal (NICU) | Ventilators, Transport | VENTILATOR FOR NEONATES & INFANTS | Therapeutic | Intermediate | 18-098 | 1 | KKM/JKN/HSA/10-05-01/H/15/1622 | 325000 | 325000 |  | 2026-01-01
1141 | BEMS | P0 | Hospital Shah Alam, Selangor | Jabatan Pediatrik | Unit Rawatan Rapi Neonatal (NICU) | Ventilators, Intensive Care, Neonatal/Pediatric | VENTILATOR HIGH FREQUENCY NEONATE | Therapeutic | Intermediate | 14-361 | 1 | KKM/JKN/HSA/10-05-01/H/15/1616 | 64000 | 64000 |  | 2026-01-01
1142 | BEMS | P0 | Hospital Shah Alam, Selangor | Jabatan Pediatrik | Unit Rawatan Rapi Neonatal (NICU) | Ventilators, Intensive Care, Neonatal/Pediatric | VENTILATOR HIGH FREQUENCY NEONATE | Therapeutic | Intermediate | 14-361 | 1 | KKM/JKN/HSA/10-05-01/H/15/1617 | 64000 | 64000 |  | 2026-01-01
1143 | BEMS | P0 | Hospital Shah Alam, Selangor | Jabatan Pediatrik | Unit Rawatan Rapi Neonatal (NICU) | Ventilators, Intensive Care, Neonatal/Pediatric | VENTILATOR HIGH FREQUENCY NEONATE | Therapeutic | Intermediate | 14-361 | 1 | KKM/JKN/HSA/10-05-01/H/15/1618 | 64000 | 64000 |  | 2026-01-01
1144 | BEMS | P0 | Hospital Shah Alam, Selangor | Jabatan Pediatrik | Unit Rawatan Rapi Neonatal (NICU) | Phototherapy Units, Visible Light, Hyperbilirubinemia | PHOTOTHERAPY RADIOMETER/NEOBLUE RADIOMETER | Therapeutic | Basic | 17-515 | 1 | KKM/JKN/HSA/10-05-01/H/16/11 | 11500 | 11500 |  | 2026-01-01
1145 | BEMS | P0 | Hospital Shah Alam, Selangor | Jabatan Kecemasan & Trauma | Jabatan Kecemasan & Trauma | Defibrillators, External, Automated | DEFIBRILLATOR W/INTERNAL/EXT PADDLES/PACEMAKER | Therapeutic | Intermediate | 17-116 | 1 | KKM/JKN/HSA/10-05-01/H/15/605 | 18250 | 18250 |  | 2026-01-01
1146 | BEMS | P0 | Hospital Shah Alam, Selangor | Jabatan Kecemasan & Trauma | Jabatan Kecemasan & Trauma | Defibrillators, External, Automated | DEFIBRILLATOR W/INTERNAL/EXT PADDLES/PACEMAKER | Therapeutic | Intermediate | 17-116 | 1 | KKM/JKN/HSA/10-05-01/H/15/2807 | 14250 | 14250 |  | 2026-01-01
1147 | BEMS | P0 | Hospital Shah Alam, Selangor | Jabatan Kecemasan & Trauma | Jabatan Kecemasan & Trauma | Defibrillators, External, Automated | DEFIBRILLATOR W/INTERNAL/EXT PADDLES/PACEMAKER | Therapeutic | Intermediate | 17-116 | 1 | KKM/JKN/HSA/10-05-01/H/15/3659 | 14250 | 14250 |  | 2026-01-01
1148 | BEMS | P0 | Hospital Shah Alam, Selangor | Jabatan Kecemasan & Trauma | Jabatan Kecemasan & Trauma | Defibrillators, External, Automated | DEFIBRILLATOR W/INTERNAL/EXT PADDLES/PACEMAKER | Therapeutic | Intermediate | 17-116 | 1 | KKM/JKN/HSA/10-05-01/H/15/3660 | 14250 | 14250 |  | 2026-01-01
1149 | BEMS | P0 | Hospital Shah Alam, Selangor | Jabatan Kecemasan & Trauma | Jabatan Kecemasan & Trauma | Defibrillators, External, Automated | DEFIBRILLATOR W/INTERNAL/EXT PADDLES/PACEMAKER | Therapeutic | Intermediate | 17-116 | 1 | KKM/JKN/HSA/10-05-01/H/15/3661 | 14250 | 14250 |  | 2026-01-01
1150 | BEMS | P0 | Hospital Shah Alam, Selangor | Jabatan Perubatan Am | Unit Rawatan Koronari (CCU) | Defibrillators, External, Automated | DEFIBRILLATOR W/INTERNAL/EXT PADDLES/PACEMAKER | Therapeutic | Intermediate | 17-116 | 1 | KKM/JKN/HSA/10-05-01/H/15/3662 | 14250 | 14250 |  | 2026-01-01
1151 | BEMS | P0 | Hospital Shah Alam, Selangor | Jabatan Perubatan Am | Unit Rawatan Koronari (CCU) | Defibrillators, External, Automated | DEFIBRILLATOR W/INTERNAL/EXT PADDLES/PACEMAKER | Therapeutic | Intermediate | 17-116 | 1 | KKM/JKN/HSA/10-05-01/H/15/3663 | 14250 | 14250 |  | 2026-01-01
1152 | BEMS | P0 | Hospital Shah Alam, Selangor | Jabatan Perubatan Am | Klinik Perubatan | Defibrillators, External, Automated | DEFIBRILLATOR W/INTERNAL/EXT PADDLES/PACEMAKER | Therapeutic | Intermediate | 17-116 | 1 | KKM/JKN/HSA/10-05-01/H/15/3664 | 14250 | 14250 |  | 2026-01-01
1153 | BEMS | P0 | Hospital Shah Alam, Selangor | Jabatan Perubatan Am | Wad Perubatan Perempuan 10B | Defibrillators, External, Automated | DEFIBRILLATOR W/INTERNAL/EXT PADDLES/PACEMAKER | Therapeutic | Intermediate | 17-116 | 1 | KKM/JKN/HSA/10-05-01/H/15/3666 | 14250 | 14250 |  | 2026-01-01
1154 | BEMS | P0 | Hospital Shah Alam, Selangor | Jabatan Perubatan Am | Wad Eksekutif & VIP | Defibrillators, External, Automated | DEFIBRILLATOR W/INTERNAL/EXT PADDLES/PACEMAKER | Therapeutic | Intermediate | 17-116 | 1 | KKM/JKN/HSA/10-05-01/H/15/3667 | 14250 | 14250 |  | 2026-01-01
1155 | BEMS | P0 | Hospital Shah Alam, Selangor | Unit Hemodialisis | Unit Hemodialisis | Defibrillators, External, Automated | DEFIBRILLATOR W/INTERNAL/EXT PADDLES/PACEMAKER | Therapeutic | Intermediate | 17-116 | 1 | KKM/JKN/HSA/10-05-01/H/15/3668 | 14250 | 14250 |  | 2026-01-01
1156 | BEMS | P0 | Hospital Shah Alam, Selangor | Jabatan Anestesiologi & Rawatan Kritikal | High Dependency Ward (HDW) | Defibrillators, External, Automated | DEFIBRILLATOR W/INTERNAL/EXT PADDLES/PACEMAKER | Therapeutic | Intermediate | 17-116 | 1 | KKM/JKN/HSA/10-05-01/H/15/3669 | 14250 | 14250 |  | 2026-01-01
1157 | BEMS | P0 | Hospital Shah Alam, Selangor | Jabatan Anestesiologi & Rawatan Kritikal | High Dependency Ward (HDW) | Defibrillators, External, Automated | DEFIBRILLATOR W/INTERNAL/EXT PADDLES/PACEMAKER | Therapeutic | Intermediate | 17-116 | 1 | KKM/JKN/HSA/10-05-01/H/15/3670 | 14250 | 14250 |  | 2026-01-01
1158 | BEMS | P0 | Hospital Shah Alam, Selangor | Jabatan Anestesiologi & Rawatan Kritikal | Unit Rawatan Rapi (ICU) | Defibrillators, External, Automated | DEFIBRILLATOR W/INTERNAL/EXT PADDLES/PACEMAKER | Therapeutic | Intermediate | 17-116 | 1 | KKM/JKN/HSA/10-05-01/H/15/3671 | 14250 | 14250 |  | 2026-01-01
1159 | BEMS | P0 | Hospital Shah Alam, Selangor | Jabatan Anestesiologi & Rawatan Kritikal | Unit Rawatan Rapi (ICU) | Defibrillators, External, Automated | DEFIBRILLATOR W/INTERNAL/EXT PADDLES/PACEMAKER | Therapeutic | Intermediate | 17-116 | 1 | KKM/JKN/HSA/10-05-01/H/15/3672 | 14250 | 14250 |  | 2026-01-01
1160 | BEMS | P0 | Hospital Shah Alam, Selangor | Jabatan Pembedahan Am | Unit Rawatan Perubatan Harian | Defibrillators, External, Automated | DEFIBRILLATOR W/INTERNAL/EXT PADDLES/PACEMAKER | Therapeutic | Intermediate | 17-116 | 1 | KKM/JKN/HSA/10-05-01/H/15/5391 | 14250 | 14250 |  | 2026-01-01
1161 | BEMS | P0 | Hospital Shah Alam, Selangor | Jabatan Anestesiologi & Rawatan Kritikal | Dewan Bedah Utama (GOT) | Defibrillators, External, Automated | DEFIBRILLATOR W/INTERNAL/EXT PADDLES/PACEMAKER | Therapeutic | Intermediate | 17-116 | 1 | KKM/JKN/HSA/10-05-01/H/15/3674 | 14250 | 14250 |  | 2026-01-01
1162 | BEMS | P0 | Hospital Shah Alam, Selangor | Jabatan Anestesiologi & Rawatan Kritikal | Dewan Bedah Utama (GOT) | Defibrillators, External, Automated | DEFIBRILLATOR W/INTERNAL/EXT PADDLES/PACEMAKER | Therapeutic | Intermediate | 17-116 | 1 | KKM/JKN/HSA/10-05-01/H/15/3675 | 14250 | 14250 |  | 2026-01-01
1163 | BEMS | P0 | Hospital Shah Alam, Selangor | Jabatan Obstetrik & Ginekologi | Dewan Bedah Bersalin (MOT) | Defibrillators, External, Automated | DEFIBRILLATOR W/INTERNAL/EXT PADDLES/PACEMAKER | Therapeutic | Intermediate | 17-116 | 1 | KKM/JKN/HSA/10-05-01/H/15/3676 | 14250 | 14250 |  | 2026-01-01
1164 | BEMS | P0 | Hospital Shah Alam, Selangor | Jabatan Obstetrik & Ginekologi | Dewan Bedah Bersalin (MOT) | Defibrillators, External, Automated | DEFIBRILLATOR W/INTERNAL/EXT PADDLES/PACEMAKER | Therapeutic | Intermediate | 17-116 | 1 | KKM/JKN/HSA/10-05-01/H/15/3677 | 14250 | 14250 |  | 2026-01-01
1165 | BEMS | P0 | Hospital Shah Alam, Selangor | Jabatan Obstetrik & Ginekologi | Klinik Obstetrik & Ginekologi | Defibrillators, External, Automated | DEFIBRILLATOR W/INTERNAL/EXT PADDLES/PACEMAKER | Therapeutic | Intermediate | 17-116 | 1 | KKM/JKN/HSA/10-05-01/H/15/3678 | 14250 | 14250 |  | 2026-01-01
1166 | BEMS | P0 | Hospital Shah Alam, Selangor | Jabatan Obstetrik & Ginekologi | Wad Obstetrik & Ginekologi 8A | Defibrillators, External, Automated | DEFIBRILLATOR W/INTERNAL/EXT PADDLES/PACEMAKER | Therapeutic | Intermediate | 17-116 | 1 | KKM/JKN/HSA/10-05-01/H/15/3679 | 14250 | 14250 |  | 2026-01-01
1167 | BEMS | P0 | Hospital Shah Alam, Selangor | Jabatan Obstetrik & Ginekologi | Wad Obstetrik & Ginekologi 8B | Defibrillators, External, Automated | DEFIBRILLATOR W/INTERNAL/EXT PADDLES/PACEMAKER | Therapeutic | Intermediate | 17-116 | 1 | KKM/JKN/HSA/10-05-01/H/15/3680 | 14250 | 14250 |  | 2026-01-01
1168 | BEMS | P0 | Hospital Shah Alam, Selangor | Jabatan Oftalmologi | Klinik Oftalmologi | Defibrillators, External, Automated | DEFIBRILLATOR W/INTERNAL/EXT PADDLES/PACEMAKER | Therapeutic | Intermediate | 17-116 | 1 | KKM/JKN/HSA/10-05-01/H/15/3681 | 14250 | 14250 |  | 2026-01-01
1169 | BEMS | P0 | Hospital Shah Alam, Selangor | Jabatan Bedah Mulut & Pergigian Pediatrik | Klinik Bedah Mulut & Klinik Pergigian Pediatrik | Defibrillators, External, Automated | DEFIBRILLATOR W/INTERNAL/EXT PADDLES/PACEMAKER | Therapeutic | Intermediate | 17-116 | 1 | KKM/JKN/HSA/10-05-01/H/15/3682 | 14250 | 14250 |  | 2026-01-01
1170 | BEMS | P0 | Hospital Shah Alam, Selangor | Jabatan Pembedahan Am | Klinik Pembedahan Am | Defibrillators, External, Automated | DEFIBRILLATOR W/INTERNAL/EXT PADDLES/PACEMAKER | Therapeutic | Intermediate | 17-116 | 1 | KKM/JKN/HSA/10-05-01/H/15/3683 | 14250 | 14250 |  | 2026-01-01
1171 | BEMS | P0 | Hospital Shah Alam, Selangor | Jabatan Pediatrik | Klinik Pediatrik | Defibrillators, External, Automated | DEFIBRILLATOR W/INTERNAL/EXT PADDLES/PACEMAKER | Therapeutic | Intermediate | 17-116 | 1 | KKM/JKN/HSA/10-05-01/H/15/3686 | 14250 | 14250 |  | 2026-01-01
1172 | BEMS | P0 | Hospital Shah Alam, Selangor | Jabatan Pediatrik | Wad Pediatrik | Defibrillators, External, Automated | DEFIBRILLATOR W/INTERNAL/EXT PADDLES/PACEMAKER | Therapeutic | Intermediate | 17-116 | 1 | KKM/JKN/HSA/10-05-01/H/15/3687 | 14250 | 14250 |  | 2026-01-01
1173 | BEMS | P0 | Hospital Shah Alam, Selangor | Jabatan Kecemasan & Trauma | Jabatan Kecemasan & Trauma | Defibrillators, External, Manual | DEFIBRILLATOR | Therapeutic | Intermediate | 11-134 | 1 | KKM/JKN/HSA/10-05-01/H/16/122 | 44900 | 44900 |  | 2026-01-01
1174 | BEMS | P0 | Hospital Shah Alam, Selangor | Jabatan Kecemasan & Trauma | Jabatan Kecemasan & Trauma | Defibrillator/Pacemakers, External | DEFIBRILLATOR/ZOLL/ X SERIES | Therapeutic | Intermediate | 17-882 | 1 | KKM/JKN/HSA/10-05-01/H/16/193 | 65000 | 65000 |  | 2026-01-01
1175 | BEMS | P0 | Hospital Shah Alam, Selangor | Jabatan Kecemasan & Trauma | Jabatan Kecemasan & Trauma | Defibrillator/Pacemakers, External | DEFIBRILLATOR/ZOLL/ X SERIES | Therapeutic | Intermediate | 17-882 | 1 | KKM/JKN/HSA/10-05-01/H/17/6 | 59850 | 59850 |  | 2026-01-01
1176 | BEMS | P0 | Hospital Shah Alam, Selangor | Jabatan Kecemasan & Trauma | Jabatan Kecemasan & Trauma | Defibrillators, External, Automated | AUTOMATIC EXTERNAL DEFIBRILLATOR | Therapeutic | Intermediate | 17-116 | 1 | KKM/JKN/HSA/10-05-01/H/17/41 | 7000 | 7000 |  | 2026-01-01
1177 | BEMS | P0 | Hospital Shah Alam, Selangor | Jabatan Kecemasan & Trauma | Jabatan Kecemasan & Trauma | Defibrillators, External, Automated | AUTOMATIC EXTERNAL DEFIBRILLATOR | Therapeutic | Intermediate | 17-116 | 1 | KKM/JKN/HSA/10-05-01/H/17/42 | 7000 | 7000 |  | 2026-01-01
1178 | BEMS | P0 | Hospital Shah Alam, Selangor | Jabatan Kecemasan & Trauma | Jabatan Kecemasan & Trauma | Defibrillator/Pacemakers, External | DEFIBRILLATOR/ZOLL/ X SERIES | Therapeutic | Intermediate | 17-882 | 1 | KKM/JKN/HSA/10-05-01/H/17/46 | 39850 | 39850 |  | 2026-01-01
1179 | BEMS | P0 | Hospital Shah Alam, Selangor | Jabatan Bedah Mulut & Pergigian Pediatrik | Klinik Bedah Mulut & Klinik Pergigian Pediatrik | Lasers, Diode | DENTAL DIODE LASER | Therapeutic | High | 18-220 | 1 | KKM/JKN/HSA/10-05-01/H/16/82 | 38500 | 38500 |  | 2026-01-01
1180 | BEMS | P0 | Hospital Shah Alam, Selangor | Jabatan Bedah Mulut & Pergigian Pediatrik | Klinik Bedah Mulut & Klinik Pergigian Pediatrik | Aspirators, Dental | DENTAL SUCTION PUMP | Therapeutic | Basic | 10-212 | 1 | KKM/JKN/HSA/10-05-01/H/16/37 | 6600 | 6600 |  | 2026-01-01
1181 | BEMS | P0 | Hospital Shah Alam, Selangor | Jabatan Bedah Mulut & Pergigian Pediatrik | Klinik Bedah Mulut & Klinik Pergigian Pediatrik | Aspirators, Dental | DENTAL SUCTION PUMP | Therapeutic | Basic | 10-212 | 1 | KKM/JKN/HSA/10-05-01/H/16/38 | 6600 | 6600 |  | 2026-01-01
1182 | BEMS | P0 | Hospital Shah Alam, Selangor | Jabatan Anestesiologi & Rawatan Kritikal | Dewan Bedah Utama (GOT) | Aspirators, Surgical | SUCTION UNIT FOR FLEXIBLE SCOPES | Therapeutic | Basic | 10-217 | 1 | KKM/JKN/HSA/10-05-01/H/15/1093 | 2430 | 2430 |  | 2026-01-01
1183 | BEMS | P0 | Hospital Shah Alam, Selangor | Jabatan Anestesiologi & Rawatan Kritikal | Unit Rawatan Rapi (ICU) | Infusion Pumps, Patient-Controlled Analgesic | PCA SYSTEM | Therapeutic | Intermediate | 16-924 | 1 | KKM/JKN/HSA/10-05-01/H/15/4231 | 11050 | 11050 |  | 2026-01-01
1184 | BEMS | P0 | Hospital Shah Alam, Selangor | Jabatan Anestesiologi & Rawatan Kritikal | High Dependency Ward (HDW) | Infusion Pumps, Syringe | PUMP SYRINGE | Therapeutic | Intermediate | 13-217 | 1 | KKM/JKN/HSA/10-05-01/H/15/917 | 4650 | 4650 |  | 2026-01-01
1185 | BEMS | P0 | Hospital Shah Alam, Selangor | Jabatan Anestesiologi & Rawatan Kritikal | High Dependency Ward (HDW) | Infusion Pumps, Syringe | PUMP SYRINGE | Therapeutic | Intermediate | 13-217 | 1 | KKM/JKN/HSA/10-05-01/H/15/918 | 4650 | 4650 |  | 2026-01-01
1186 | BEMS | P0 | Hospital Shah Alam, Selangor | Jabatan Anestesiologi & Rawatan Kritikal | High Dependency Ward (HDW) | Infusion Pumps, Syringe | PUMP SYRINGE | Therapeutic | Intermediate | 13-217 | 1 | KKM/JKN/HSA/10-05-01/H/15/920 | 4650 | 4650 |  | 2026-01-01
1187 | BEMS | P0 | Hospital Shah Alam, Selangor | Jabatan Anestesiologi & Rawatan Kritikal | High Dependency Ward (HDW) | Infusion Pumps, Syringe | PUMP SYRINGE | Therapeutic | Intermediate | 13-217 | 1 | KKM/JKN/HSA/10-05-01/H/15/923 | 4650 | 4650 |  | 2026-01-01
1188 | BEMS | P0 | Hospital Shah Alam, Selangor | Jabatan Anestesiologi & Rawatan Kritikal | Unit Rawatan Rapi (ICU) | Infusion Pumps, Syringe | PUMP SYRINGE | Therapeutic | Intermediate | 13-217 | 1 | KKM/JKN/HSA/10-05-01/H/15/925 | 4650 | 4650 |  | 2026-01-01
1189 | BEMS | P0 | Hospital Shah Alam, Selangor | Jabatan Anestesiologi & Rawatan Kritikal | Unit Rawatan Rapi (ICU) | Infusion Pumps, Syringe | PUMP SYRINGE | Therapeutic | Intermediate | 13-217 | 1 | KKM/JKN/HSA/10-05-01/H/15/926 | 4650 | 4650 |  | 2026-01-01
1190 | BEMS | P0 | Hospital Shah Alam, Selangor | Jabatan Anestesiologi & Rawatan Kritikal | Unit Rawatan Rapi (ICU) | Infusion Pumps, Syringe | PUMP SYRINGE | Therapeutic | Intermediate | 13-217 | 1 | KKM/JKN/HSA/10-05-01/H/15/927 | 4650 | 4650 |  | 2026-01-01
1191 | BEMS | P0 | Hospital Shah Alam, Selangor | Jabatan Anestesiologi & Rawatan Kritikal | Unit Rawatan Rapi (ICU) | Infusion Pumps, Syringe | PUMP SYRINGE | Therapeutic | Intermediate | 13-217 | 1 | KKM/JKN/HSA/10-05-01/H/15/928 | 4650 | 4650 |  | 2026-01-01
1192 | BEMS | P0 | Hospital Shah Alam, Selangor | Jabatan Anestesiologi & Rawatan Kritikal | Unit Rawatan Rapi (ICU) | Infusion Pumps, Syringe | PUMP SYRINGE | Therapeutic | Intermediate | 13-217 | 1 | KKM/JKN/HSA/10-05-01/H/15/929 | 4650 | 4650 |  | 2026-01-01
1193 | BEMS | P0 | Hospital Shah Alam, Selangor | Jabatan Anestesiologi & Rawatan Kritikal | Unit Rawatan Rapi (ICU) | Infusion Pumps, Syringe | PUMP SYRINGE | Therapeutic | Intermediate | 13-217 | 1 | KKM/JKN/HSA/10-05-01/H/15/930 | 4650 | 4650 |  | 2026-01-01
1194 | BEMS | P0 | Hospital Shah Alam, Selangor | Jabatan Anestesiologi & Rawatan Kritikal | Unit Rawatan Rapi (ICU) | Infusion Pumps, Syringe | PUMP SYRINGE | Therapeutic | Intermediate | 13-217 | 1 | KKM/JKN/HSA/10-05-01/H/15/931 | 4650 | 4650 |  | 2026-01-01
1195 | BEMS | P0 | Hospital Shah Alam, Selangor | Jabatan Anestesiologi & Rawatan Kritikal | Unit Rawatan Rapi (ICU) | Infusion Pumps, Syringe | PUMP SYRINGE | Therapeutic | Intermediate | 13-217 | 1 | KKM/JKN/HSA/10-05-01/H/15/932 | 4650 | 4650 |  | 2026-01-01
1196 | BEMS | P0 | Hospital Shah Alam, Selangor | Jabatan Anestesiologi & Rawatan Kritikal | Unit Rawatan Rapi (ICU) | Infusion Pumps, Syringe | PUMP SYRINGE | Therapeutic | Intermediate | 13-217 | 1 | KKM/JKN/HSA/10-05-01/H/15/933 | 4650 | 4650 |  | 2026-01-01
1197 | BEMS | P0 | Hospital Shah Alam, Selangor | Jabatan Anestesiologi & Rawatan Kritikal | Unit Rawatan Rapi (ICU) | Infusion Pumps, Syringe | PUMP SYRINGE | Therapeutic | Intermediate | 13-217 | 1 | KKM/JKN/HSA/10-05-01/H/15/938 | 4650 | 4650 |  | 2026-01-01
1198 | BEMS | P0 | Hospital Shah Alam, Selangor | Jabatan Anestesiologi & Rawatan Kritikal | Unit Rawatan Rapi (ICU) | Infusion Pumps, Syringe | PUMP SYRINGE | Therapeutic | Intermediate | 13-217 | 1 | KKM/JKN/HSA/10-05-01/H/15/940 | 4650 | 4650 |  | 2026-01-01
1199 | BEMS | P0 | Hospital Shah Alam, Selangor | Jabatan Kecemasan & Trauma | Jabatan Kecemasan & Trauma | Infusion Pumps, Syringe | PUMP SYRINGE BASIC DOSE RATE (STAND ALONE) | Therapeutic | Intermediate | 13-217 | 1 | KKM/JKN/HSA/10-05-01/H/15/438 | 4300 | 4300 |  | 2026-01-01
1200 | BEMS | P0 | Hospital Shah Alam, Selangor | Jabatan Kecemasan & Trauma | Jabatan Kecemasan & Trauma | Infusion Pumps, Syringe | PUMP SYRINGE BASIC DOSE RATE (STAND ALONE) | Therapeutic | Intermediate | 13-217 | 1 | KKM/JKN/HSA/10-05-01/H/15/439 | 4300 | 4300 |  | 2026-01-01
1201 | BEMS | P0 | Hospital Shah Alam, Selangor | Jabatan Kecemasan & Trauma | Jabatan Kecemasan & Trauma | Infusion Pumps, Syringe | PUMP SYRINGE BASIC DOSE RATE (STAND ALONE) | Therapeutic | Intermediate | 13-217 | 1 | KKM/JKN/HSA/10-05-01/H/15/440 | 4300 | 4300 |  | 2026-01-01
1202 | BEMS | P0 | Hospital Shah Alam, Selangor | Jabatan Kecemasan & Trauma | Jabatan Kecemasan & Trauma | Infusion Pumps, Syringe | PUMP SYRINGE BASIC DOSE RATE (STAND ALONE) | Therapeutic | Intermediate | 13-217 | 1 | KKM/JKN/HSA/10-05-01/H/15/442 | 4300 | 4300 |  | 2026-01-01
1203 | BEMS | P0 | Hospital Shah Alam, Selangor | Jabatan Kecemasan & Trauma | Jabatan Kecemasan & Trauma | Infusion Pumps, Syringe | PUMP SYRINGE BASIC DOSE RATE (STAND ALONE) | Therapeutic | Intermediate | 13-217 | 1 | KKM/JKN/HSA/10-05-01/H/15/443 | 4300 | 4300 |  | 2026-01-01
1204 | BEMS | P0 | Hospital Shah Alam, Selangor | Jabatan Kecemasan & Trauma | Jabatan Kecemasan & Trauma | Infusion Pumps, Syringe | PUMP SYRINGE BASIC DOSE RATE (STAND ALONE) | Therapeutic | Intermediate | 13-217 | 1 | KKM/JKN/HSA/10-05-01/H/15/444 | 4300 | 4300 |  | 2026-01-01
1205 | BEMS | P0 | Hospital Shah Alam, Selangor | Jabatan Kecemasan & Trauma | Jabatan Kecemasan & Trauma | Infusion Pumps, Syringe | PUMP SYRINGE BASIC DOSE RATE (STAND ALONE) | Therapeutic | Intermediate | 13-217 | 1 | KKM/JKN/HSA/10-05-01/H/15/445 | 4300 | 4300 |  | 2026-01-01
1206 | BEMS | P0 | Hospital Shah Alam, Selangor | Jabatan Kecemasan & Trauma | Jabatan Kecemasan & Trauma | Infusion Pumps, Syringe | PUMP SYRINGE BASIC DOSE RATE (STAND ALONE) | Therapeutic | Intermediate | 13-217 | 1 | KKM/JKN/HSA/10-05-01/H/15/446 | 4300 | 4300 |  | 2026-01-01
1207 | BEMS | P0 | Hospital Shah Alam, Selangor | Jabatan Kecemasan & Trauma | Jabatan Kecemasan & Trauma | Infusion Pumps, Syringe | PUMP SYRINGE BASIC DOSE RATE (STAND ALONE) | Therapeutic | Intermediate | 13-217 | 1 | KKM/JKN/HSA/10-05-01/H/15/447 | 4300 | 4300 |  | 2026-01-01
1208 | BEMS | P0 | Hospital Shah Alam, Selangor | Jabatan Anestesiologi & Rawatan Kritikal | Jabatan Perubatan Rehabilitasi | Infusion Pumps, Syringe | PUMP SYRINGE BASIC DOSE RATE (STAND ALONE) | Therapeutic | Intermediate | 13-217 | 1 | KKM/JKN/HSA/10-05-01/H/15/448 | 4300 | 4300 |  | 2026-01-01
1209 | BEMS | P0 | Hospital Shah Alam, Selangor | Jabatan Anestesiologi & Rawatan Kritikal | Jabatan Perubatan Rehabilitasi | Infusion Pumps, Syringe | PUMP SYRINGE BASIC DOSE RATE (STAND ALONE) | Therapeutic | Intermediate | 13-217 | 1 | KKM/JKN/HSA/10-05-01/H/15/450 | 4300 | 4300 |  | 2026-01-01
1210 | BEMS | P0 | Hospital Shah Alam, Selangor | Jabatan Anestesiologi & Rawatan Kritikal | Jabatan Perubatan Rehabilitasi | Infusion Pumps, Syringe | PUMP SYRINGE BASIC DOSE RATE (STAND ALONE) | Therapeutic | Intermediate | 13-217 | 1 | KKM/JKN/HSA/10-05-01/H/15/451 | 4300 | 4300 |  | 2026-01-01
1211 | BEMS | P0 | Hospital Shah Alam, Selangor | Jabatan Anestesiologi & Rawatan Kritikal | High Dependency Ward (HDW) | Infusion Pumps, Syringe | PUMP SYRINGE BASIC DOSE RATE (STAND ALONE) | Therapeutic | Intermediate | 13-217 | 1 | KKM/JKN/HSA/10-05-01/H/15/453 | 4300 | 4300 |  | 2026-01-01
1212 | BEMS | P0 | Hospital Shah Alam, Selangor | Jabatan Anestesiologi & Rawatan Kritikal | High Dependency Ward (HDW) | Infusion Pumps, Syringe | PUMP SYRINGE BASIC DOSE RATE (STAND ALONE) | Therapeutic | Intermediate | 13-217 | 1 | KKM/JKN/HSA/10-05-01/H/15/461 | 4300 | 4300 |  | 2026-01-01
1213 | BEMS | P0 | Hospital Shah Alam, Selangor | Jabatan Anestesiologi & Rawatan Kritikal | High Dependency Ward (HDW) | Infusion Pumps, Syringe | PUMP SYRINGE BASIC DOSE RATE (STAND ALONE) | Therapeutic | Intermediate | 13-217 | 1 | KKM/JKN/HSA/10-05-01/H/15/462 | 4300 | 4300 |  | 2026-01-01
1214 | BEMS | P0 | Hospital Shah Alam, Selangor | Jabatan Anestesiologi & Rawatan Kritikal | Dewan Bedah Utama (GOT) | Infusion Pumps, Syringe | PUMP SYRINGE BASIC DOSE RATE (STAND ALONE) | Therapeutic | Intermediate | 13-217 | 1 | KKM/JKN/HSA/10-05-01/H/15/597 | 4300 | 4300 |  | 2026-01-01
1215 | BEMS | P0 | Hospital Shah Alam, Selangor | Jabatan Anestesiologi & Rawatan Kritikal | Dewan Bedah Utama (GOT) | Infusion Pumps, Syringe | PUMP SYRINGE BASIC DOSE RATE (STAND ALONE) | Therapeutic | Intermediate | 13-217 | 1 | KKM/JKN/HSA/10-05-01/H/15/598 | 4300 | 4300 |  | 2026-01-01
1216 | BEMS | P0 | Hospital Shah Alam, Selangor | Jabatan Anestesiologi & Rawatan Kritikal | Dewan Bedah Utama (GOT) | Infusion Pumps, Syringe | PUMP SYRINGE BASIC DOSE RATE (STAND ALONE) | Therapeutic | Intermediate | 13-217 | 1 | KKM/JKN/HSA/10-05-01/H/15/599 | 4300 | 4300 |  | 2026-01-01
1217 | BEMS | P0 | Hospital Shah Alam, Selangor | Jabatan Anestesiologi & Rawatan Kritikal | Dewan Bedah Utama (GOT) | Infusion Pumps, Syringe | PUMP SYRINGE BASIC DOSE RATE (STAND ALONE) | Therapeutic | Intermediate | 13-217 | 1 | KKM/JKN/HSA/10-05-01/H/15/609 | 4300 | 4300 |  | 2026-01-01
1218 | BEMS | P0 | Hospital Shah Alam, Selangor | Jabatan Anestesiologi & Rawatan Kritikal | Dewan Bedah Utama (GOT) | Infusion Pumps, Syringe | PUMP SYRINGE BASIC DOSE RATE (STAND ALONE) | Therapeutic | Intermediate | 13-217 | 1 | KKM/JKN/HSA/10-05-01/H/15/610 | 4300 | 4300 |  | 2026-01-01
1219 | BEMS | P0 | Hospital Shah Alam, Selangor | Jabatan Anestesiologi & Rawatan Kritikal | Dewan Bedah Utama (GOT) | Infusion Pumps, Syringe | PUMP SYRINGE BASIC DOSE RATE (STAND ALONE) | Therapeutic | Intermediate | 13-217 | 1 | KKM/JKN/HSA/10-05-01/H/15/612 | 4300 | 4300 |  | 2026-01-01
1220 | BEMS | P0 | Hospital Shah Alam, Selangor | Jabatan Anestesiologi & Rawatan Kritikal | Dewan Bedah Utama (GOT) | Infusion Pumps, Syringe | PUMP SYRINGE BASIC DOSE RATE (STAND ALONE) | Therapeutic | Intermediate | 13-217 | 1 | KKM/JKN/HSA/10-05-01/H/15/614 | 4300 | 4300 |  | 2026-01-01
1221 | BEMS | P0 | Hospital Shah Alam, Selangor | Jabatan Anestesiologi & Rawatan Kritikal | Dewan Bedah Utama (GOT) | Infusion Pumps, Syringe | PUMP SYRINGE BASIC DOSE RATE (STAND ALONE) | Therapeutic | Intermediate | 13-217 | 1 | KKM/JKN/HSA/10-05-01/H/15/615 | 4300 | 4300 |  | 2026-01-01
1222 | BEMS | P0 | Hospital Shah Alam, Selangor | Jabatan Anestesiologi & Rawatan Kritikal | Dewan Bedah Utama (GOT) | Infusion Pumps, Syringe | PUMP SYRINGE BASIC DOSE RATE (STAND ALONE) | Therapeutic | Intermediate | 13-217 | 1 | KKM/JKN/HSA/10-05-01/H/15/616 | 4300 | 4300 |  | 2026-01-01
1223 | BEMS | P0 | Hospital Shah Alam, Selangor | Jabatan Anestesiologi & Rawatan Kritikal | Dewan Bedah Utama (GOT) | Infusion Pumps, Syringe | PUMP SYRINGE BASIC DOSE RATE (STAND ALONE) | Therapeutic | Intermediate | 13-217 | 1 | KKM/JKN/HSA/10-05-01/H/15/617 | 4300 | 4300 |  | 2026-01-01
1224 | BEMS | P0 | Hospital Shah Alam, Selangor | Jabatan Pediatrik | Wad Pediatrik | Infusion Pumps, Syringe | PUMP SYRINGE BASIC DOSE RATE (STAND ALONE) | Therapeutic | Intermediate | 13-217 | 1 | KKM/JKN/HSA/10-05-01/H/15/654 | 4300 | 4300 |  | 2026-01-01
1225 | BEMS | P0 | Hospital Shah Alam, Selangor | Jabatan Pediatrik | Wad Pediatrik | Infusion Pumps, Syringe | PUMP SYRINGE BASIC DOSE RATE (STAND ALONE) | Therapeutic | Intermediate | 13-217 | 1 | KKM/JKN/HSA/10-05-01/H/15/655 | 4300 | 4300 |  | 2026-01-01
1226 | BEMS | P0 | Hospital Shah Alam, Selangor | Jabatan Pediatrik | Wad Pediatrik | Infusion Pumps, Syringe | PUMP SYRINGE BASIC DOSE RATE (STAND ALONE) | Therapeutic | Intermediate | 13-217 | 1 | KKM/JKN/HSA/10-05-01/H/15/656 | 4300 | 4300 |  | 2026-01-01
1227 | BEMS | P0 | Hospital Shah Alam, Selangor | Jabatan Pediatrik | Wad Pediatrik | Infusion Pumps, Syringe | PUMP SYRINGE BASIC DOSE RATE (STAND ALONE) | Therapeutic | Intermediate | 13-217 | 1 | KKM/JKN/HSA/10-05-01/H/15/658 | 4300 | 4300 |  | 2026-01-01
1228 | BEMS | P0 | Hospital Shah Alam, Selangor | Jabatan Pediatrik | Wad Pediatrik | Infusion Pumps, Syringe | PUMP SYRINGE BASIC DOSE RATE (STAND ALONE) | Therapeutic | Intermediate | 13-217 | 1 | KKM/JKN/HSA/10-05-01/H/15/659 | 4300 | 4300 |  | 2026-01-01
1229 | BEMS | P0 | Hospital Shah Alam, Selangor | Jabatan Pediatrik | Wad Pediatrik | Infusion Pumps, Syringe | PUMP SYRINGE BASIC DOSE RATE (STAND ALONE) | Therapeutic | Intermediate | 13-217 | 1 | KKM/JKN/HSA/10-05-01/H/15/660 | 4300 | 4300 |  | 2026-01-01
1230 | BEMS | P0 | Hospital Shah Alam, Selangor | Jabatan Pediatrik | Wad Pediatrik | Infusion Pumps, Syringe | PUMP SYRINGE BASIC DOSE RATE (STAND ALONE) | Therapeutic | Intermediate | 13-217 | 1 | KKM/JKN/HSA/10-05-01/H/15/661 | 4300 | 4300 |  | 2026-01-01
1231 | BEMS | P0 | Hospital Shah Alam, Selangor | Jabatan Pediatrik | Wad Pediatrik | Infusion Pumps, Syringe | PUMP SYRINGE BASIC DOSE RATE (STAND ALONE) | Therapeutic | Intermediate | 13-217 | 1 | KKM/JKN/HSA/10-05-01/H/15/662 | 4300 | 4300 |  | 2026-01-01
1232 | BEMS | P0 | Hospital Shah Alam, Selangor | Jabatan Anestesiologi & Rawatan Kritikal | High Dependency Ward (HDW) | Infusion Pumps, Syringe | PUMP SYRINGE BASIC DOSE RATE (STAND ALONE) | Therapeutic | Intermediate | 13-217 | 1 | KKM/JKN/HSA/10-05-01/H/15/665 | 4300 | 4300 |  | 2026-01-01
1233 | BEMS | P0 | Hospital Shah Alam, Selangor | Jabatan Anestesiologi & Rawatan Kritikal | High Dependency Ward (HDW) | Infusion Pumps, Syringe | PUMP SYRINGE BASIC DOSE RATE (STAND ALONE) | Therapeutic | Intermediate | 13-217 | 1 | KKM/JKN/HSA/10-05-01/H/15/666 | 4300 | 4300 |  | 2026-01-01
1234 | BEMS | P0 | Hospital Shah Alam, Selangor | Jabatan Anestesiologi & Rawatan Kritikal | High Dependency Ward (HDW) | Infusion Pumps, Syringe | PUMP SYRINGE BASIC DOSE RATE (STAND ALONE) | Therapeutic | Intermediate | 13-217 | 1 | KKM/JKN/HSA/10-05-01/H/15/668 | 4300 | 4300 |  | 2026-01-01
1235 | BEMS | P0 | Hospital Shah Alam, Selangor | Jabatan Anestesiologi & Rawatan Kritikal | High Dependency Ward (HDW) | Infusion Pumps, Syringe | PUMP SYRINGE BASIC DOSE RATE (STAND ALONE) | Therapeutic | Intermediate | 13-217 | 1 | KKM/JKN/HSA/10-05-01/H/15/669 | 4300 | 4300 |  | 2026-01-01
1236 | BEMS | P0 | Hospital Shah Alam, Selangor | Jabatan Anestesiologi & Rawatan Kritikal | High Dependency Ward (HDW) | Infusion Pumps, Syringe | PUMP SYRINGE BASIC DOSE RATE (STAND ALONE) | Therapeutic | Intermediate | 13-217 | 1 | KKM/JKN/HSA/10-05-01/H/15/670 | 4300 | 4300 |  | 2026-01-01
1237 | BEMS | P0 | Hospital Shah Alam, Selangor | Jabatan Anestesiologi & Rawatan Kritikal | High Dependency Ward (HDW) | Infusion Pumps, Syringe | PUMP SYRINGE BASIC DOSE RATE (STAND ALONE) | Therapeutic | Intermediate | 13-217 | 1 | KKM/JKN/HSA/10-05-01/H/15/671 | 4300 | 4300 |  | 2026-01-01
1238 | BEMS | P0 | Hospital Shah Alam, Selangor | Jabatan Anestesiologi & Rawatan Kritikal | High Dependency Ward (HDW) | Infusion Pumps, Syringe | PUMP SYRINGE BASIC DOSE RATE (STAND ALONE) | Therapeutic | Intermediate | 13-217 | 1 | KKM/JKN/HSA/10-05-01/H/15/672 | 4300 | 4300 |  | 2026-01-01
1239 | BEMS | P0 | Hospital Shah Alam, Selangor | Jabatan Anestesiologi & Rawatan Kritikal | High Dependency Ward (HDW) | Infusion Pumps, Syringe | PUMP SYRINGE BASIC DOSE RATE (STAND ALONE) | Therapeutic | Intermediate | 13-217 | 1 | KKM/JKN/HSA/10-05-01/H/15/673 | 4300 | 4300 |  | 2026-01-01
1240 | BEMS | P0 | Hospital Shah Alam, Selangor | Jabatan Anestesiologi & Rawatan Kritikal | High Dependency Ward (HDW) | Infusion Pumps, Syringe | PUMP SYRINGE BASIC DOSE RATE (STAND ALONE) | Therapeutic | Intermediate | 13-217 | 1 | KKM/JKN/HSA/10-05-01/H/15/674 | 4300 | 4300 |  | 2026-01-01
1241 | BEMS | P0 | Hospital Shah Alam, Selangor | Jabatan Anestesiologi & Rawatan Kritikal | High Dependency Ward (HDW) | Infusion Pumps, Syringe | PUMP SYRINGE BASIC DOSE RATE (STAND ALONE) | Therapeutic | Intermediate | 13-217 | 1 | KKM/JKN/HSA/10-05-01/H/15/675 | 4300 | 4300 |  | 2026-01-01
1242 | BEMS | P0 | Hospital Shah Alam, Selangor | Jabatan Anestesiologi & Rawatan Kritikal | High Dependency Ward (HDW) | Infusion Pumps, Syringe | PUMP SYRINGE BASIC DOSE RATE (STAND ALONE) | Therapeutic | Intermediate | 13-217 | 1 | KKM/JKN/HSA/10-05-01/H/15/676 | 4300 | 4300 |  | 2026-01-01
1243 | BEMS | P0 | Hospital Shah Alam, Selangor | Jabatan Anestesiologi & Rawatan Kritikal | High Dependency Ward (HDW) | Infusion Pumps, Syringe | PUMP SYRINGE BASIC DOSE RATE (STAND ALONE) | Therapeutic | Intermediate | 13-217 | 1 | KKM/JKN/HSA/10-05-01/H/15/677 | 4300 | 4300 |  | 2026-01-01
1244 | BEMS | P0 | Hospital Shah Alam, Selangor | Jabatan Anestesiologi & Rawatan Kritikal | High Dependency Ward (HDW) | Infusion Pumps, Syringe | PUMP SYRINGE BASIC DOSE RATE (STAND ALONE) | Therapeutic | Intermediate | 13-217 | 1 | KKM/JKN/HSA/10-05-01/H/15/678 | 4300 | 4300 |  | 2026-01-01
1245 | BEMS | P0 | Hospital Shah Alam, Selangor | Jabatan Anestesiologi & Rawatan Kritikal | High Dependency Ward (HDW) | Infusion Pumps, Syringe | PUMP SYRINGE BASIC DOSE RATE (STAND ALONE) | Therapeutic | Intermediate | 13-217 | 1 | KKM/JKN/HSA/10-05-01/H/15/679 | 4300 | 4300 |  | 2026-01-01
1246 | BEMS | P0 | Hospital Shah Alam, Selangor | Jabatan Anestesiologi & Rawatan Kritikal | High Dependency Ward (HDW) | Infusion Pumps, Syringe | PUMP SYRINGE BASIC DOSE RATE (STAND ALONE) | Therapeutic | Intermediate | 13-217 | 1 | KKM/JKN/HSA/10-05-01/H/15/680 | 4300 | 4300 |  | 2026-01-01
1247 | BEMS | P0 | Hospital Shah Alam, Selangor | Jabatan Anestesiologi & Rawatan Kritikal | High Dependency Ward (HDW) | Infusion Pumps, Syringe | PUMP SYRINGE BASIC DOSE RATE (STAND ALONE) | Therapeutic | Intermediate | 13-217 | 1 | KKM/JKN/HSA/10-05-01/H/15/681 | 4300 | 4300 |  | 2026-01-01
1248 | BEMS | P0 | Hospital Shah Alam, Selangor | Jabatan Anestesiologi & Rawatan Kritikal | High Dependency Ward (HDW) | Infusion Pumps, Syringe | PUMP SYRINGE BASIC DOSE RATE (STAND ALONE) | Therapeutic | Intermediate | 13-217 | 1 | KKM/JKN/HSA/10-05-01/H/15/682 | 4300 | 4300 |  | 2026-01-01
1249 | BEMS | P0 | Hospital Shah Alam, Selangor | Jabatan Anestesiologi & Rawatan Kritikal | High Dependency Ward (HDW) | Infusion Pumps, Syringe | PUMP SYRINGE BASIC DOSE RATE (STAND ALONE) | Therapeutic | Intermediate | 13-217 | 1 | KKM/JKN/HSA/10-05-01/H/15/683 | 4300 | 4300 |  | 2026-01-01
1250 | BEMS | P0 | Hospital Shah Alam, Selangor | Jabatan Anestesiologi & Rawatan Kritikal | High Dependency Ward (HDW) | Infusion Pumps, Syringe | PUMP SYRINGE BASIC DOSE RATE (STAND ALONE) | Therapeutic | Intermediate | 13-217 | 1 | KKM/JKN/HSA/10-05-01/H/15/684 | 4300 | 4300 |  | 2026-01-01
1251 | BEMS | P0 | Hospital Shah Alam, Selangor | Jabatan Anestesiologi & Rawatan Kritikal | Unit Rawatan Rapi (ICU) | Infusion Pumps, Syringe | PUMP SYRINGE BASIC DOSE RATE (STAND ALONE) | Therapeutic | Intermediate | 13-217 | 1 | KKM/JKN/HSA/10-05-01/H/15/694 | 4300 | 4300 |  | 2026-01-01
1252 | BEMS | P0 | Hospital Shah Alam, Selangor | Jabatan Anestesiologi & Rawatan Kritikal | Unit Rawatan Rapi (ICU) | Infusion Pumps, Syringe | PUMP SYRINGE BASIC DOSE RATE (STAND ALONE) | Therapeutic | Intermediate | 13-217 | 1 | KKM/JKN/HSA/10-05-01/H/15/695 | 4300 | 4300 |  | 2026-01-01
1253 | BEMS | P0 | Hospital Shah Alam, Selangor | Jabatan Anestesiologi & Rawatan Kritikal | Unit Rawatan Rapi (ICU) | Infusion Pumps, Syringe | PUMP SYRINGE BASIC DOSE RATE (STAND ALONE) | Therapeutic | Intermediate | 13-217 | 1 | KKM/JKN/HSA/10-05-01/H/15/696 | 4300 | 4300 |  | 2026-01-01
1254 | BEMS | P0 | Hospital Shah Alam, Selangor | Jabatan Anestesiologi & Rawatan Kritikal | Unit Rawatan Rapi (ICU) | Infusion Pumps, Syringe | PUMP SYRINGE BASIC DOSE RATE (STAND ALONE) | Therapeutic | Intermediate | 13-217 | 1 | KKM/JKN/HSA/10-05-01/H/15/697 | 4300 | 4300 |  | 2026-01-01
1255 | BEMS | P0 | Hospital Shah Alam, Selangor | Jabatan Anestesiologi & Rawatan Kritikal | Unit Rawatan Rapi (ICU) | Infusion Pumps, Syringe | PUMP SYRINGE BASIC DOSE RATE (STAND ALONE) | Therapeutic | Intermediate | 13-217 | 1 | KKM/JKN/HSA/10-05-01/H/15/698 | 4300 | 4300 |  | 2026-01-01
1256 | BEMS | P0 | Hospital Shah Alam, Selangor | Jabatan Anestesiologi & Rawatan Kritikal | Unit Rawatan Rapi (ICU) | Infusion Pumps, Syringe | PUMP SYRINGE BASIC DOSE RATE (STAND ALONE) | Therapeutic | Intermediate | 13-217 | 1 | KKM/JKN/HSA/10-05-01/H/15/699 | 4300 | 4300 |  | 2026-01-01
1257 | BEMS | P0 | Hospital Shah Alam, Selangor | Jabatan Anestesiologi & Rawatan Kritikal | Unit Rawatan Rapi (ICU) | Infusion Pumps, Syringe | PUMP SYRINGE BASIC DOSE RATE (STAND ALONE) | Therapeutic | Intermediate | 13-217 | 1 | KKM/JKN/HSA/10-05-01/H/15/700 | 4300 | 4300 |  | 2026-01-01
1258 | BEMS | P0 | Hospital Shah Alam, Selangor | Jabatan Anestesiologi & Rawatan Kritikal | Unit Rawatan Rapi (ICU) | Infusion Pumps, Syringe | PUMP SYRINGE BASIC DOSE RATE (STAND ALONE) | Therapeutic | Intermediate | 13-217 | 1 | KKM/JKN/HSA/10-05-01/H/15/701 | 4300 | 4300 |  | 2026-01-01
1259 | BEMS | P0 | Hospital Shah Alam, Selangor | Jabatan Anestesiologi & Rawatan Kritikal | Unit Rawatan Rapi (ICU) | Infusion Pumps, Syringe | PUMP SYRINGE BASIC DOSE RATE (STAND ALONE) | Therapeutic | Intermediate | 13-217 | 1 | KKM/JKN/HSA/10-05-01/H/15/702 | 4300 | 4300 |  | 2026-01-01
1260 | BEMS | P0 | Hospital Shah Alam, Selangor | Jabatan Anestesiologi & Rawatan Kritikal | Unit Rawatan Rapi (ICU) | Infusion Pumps, Syringe | PUMP SYRINGE BASIC DOSE RATE (STAND ALONE) | Therapeutic | Intermediate | 13-217 | 1 | KKM/JKN/HSA/10-05-01/H/15/703 | 4300 | 4300 |  | 2026-01-01
1261 | BEMS | P0 | Hospital Shah Alam, Selangor | Jabatan Anestesiologi & Rawatan Kritikal | Unit Rawatan Rapi (ICU) | Infusion Pumps, Syringe | PUMP SYRINGE BASIC DOSE RATE (STAND ALONE) | Therapeutic | Intermediate | 13-217 | 1 | KKM/JKN/HSA/10-05-01/H/15/704 | 4300 | 4300 |  | 2026-01-01
1262 | BEMS | P0 | Hospital Shah Alam, Selangor | Jabatan Anestesiologi & Rawatan Kritikal | Unit Rawatan Rapi (ICU) | Infusion Pumps, Syringe | PUMP SYRINGE BASIC DOSE RATE (STAND ALONE) | Therapeutic | Intermediate | 13-217 | 1 | KKM/JKN/HSA/10-05-01/H/15/705 | 4300 | 4300 |  | 2026-01-01
1263 | BEMS | P0 | Hospital Shah Alam, Selangor | Jabatan Anestesiologi & Rawatan Kritikal | Unit Rawatan Rapi (ICU) | Infusion Pumps, Syringe | PUMP SYRINGE BASIC DOSE RATE (STAND ALONE) | Therapeutic | Intermediate | 13-217 | 1 | KKM/JKN/HSA/10-05-01/H/15/706 | 4300 | 4300 |  | 2026-01-01
1264 | BEMS | P0 | Hospital Shah Alam, Selangor | Jabatan Anestesiologi & Rawatan Kritikal | Unit Rawatan Rapi (ICU) | Infusion Pumps, Syringe | PUMP SYRINGE BASIC DOSE RATE (STAND ALONE) | Therapeutic | Intermediate | 13-217 | 1 | KKM/JKN/HSA/10-05-01/H/15/707 | 4300 | 4300 |  | 2026-01-01
1265 | BEMS | P0 | Hospital Shah Alam, Selangor | Jabatan Anestesiologi & Rawatan Kritikal | Unit Rawatan Rapi (ICU) | Infusion Pumps, Syringe | PUMP SYRINGE BASIC DOSE RATE (STAND ALONE) | Therapeutic | Intermediate | 13-217 | 1 | KKM/JKN/HSA/10-05-01/H/15/708 | 4300 | 4300 |  | 2026-01-01
1266 | BEMS | P0 | Hospital Shah Alam, Selangor | Jabatan Anestesiologi & Rawatan Kritikal | Unit Rawatan Rapi (ICU) | Infusion Pumps, Syringe | PUMP SYRINGE BASIC DOSE RATE (STAND ALONE) | Therapeutic | Intermediate | 13-217 | 1 | KKM/JKN/HSA/10-05-01/H/15/709 | 4300 | 4300 |  | 2026-01-01
1267 | BEMS | P0 | Hospital Shah Alam, Selangor | Jabatan Anestesiologi & Rawatan Kritikal | Unit Rawatan Rapi (ICU) | Infusion Pumps, Syringe | PUMP SYRINGE BASIC DOSE RATE (STAND ALONE) | Therapeutic | Intermediate | 13-217 | 1 | KKM/JKN/HSA/10-05-01/H/15/710 | 4300 | 4300 |  | 2026-01-01
1268 | BEMS | P0 | Hospital Shah Alam, Selangor | Jabatan Anestesiologi & Rawatan Kritikal | Unit Rawatan Rapi (ICU) | Infusion Pumps, Syringe | PUMP SYRINGE BASIC DOSE RATE (STAND ALONE) | Therapeutic | Intermediate | 13-217 | 1 | KKM/JKN/HSA/10-05-01/H/15/711 | 4300 | 4300 |  | 2026-01-01
1269 | BEMS | P0 | Hospital Shah Alam, Selangor | Jabatan Anestesiologi & Rawatan Kritikal | Unit Rawatan Rapi (ICU) | Infusion Pumps, Syringe | PUMP SYRINGE BASIC DOSE RATE (STAND ALONE) | Therapeutic | Intermediate | 13-217 | 1 | KKM/JKN/HSA/10-05-01/H/15/712 | 4300 | 4300 |  | 2026-01-01
1270 | BEMS | P0 | Hospital Shah Alam, Selangor | Jabatan Anestesiologi & Rawatan Kritikal | Unit Rawatan Rapi (ICU) | Infusion Pumps, Syringe | PUMP SYRINGE BASIC DOSE RATE (STAND ALONE) | Therapeutic | Intermediate | 13-217 | 1 | KKM/JKN/HSA/10-05-01/H/15/713 | 4300 | 4300 |  | 2026-01-01
1271 | BEMS | P0 | Hospital Shah Alam, Selangor | Jabatan Anestesiologi & Rawatan Kritikal | Unit Rawatan Rapi (ICU) | Infusion Pumps, Syringe | PUMP SYRINGE BASIC DOSE RATE (STAND ALONE) | Therapeutic | Intermediate | 13-217 | 1 | KKM/JKN/HSA/10-05-01/H/15/714 | 4300 | 4300 |  | 2026-01-01
1272 | BEMS | P0 | Hospital Shah Alam, Selangor | Jabatan Anestesiologi & Rawatan Kritikal | Unit Rawatan Rapi (ICU) | Infusion Pumps, Syringe | PUMP SYRINGE BASIC DOSE RATE (STAND ALONE) | Therapeutic | Intermediate | 13-217 | 1 | KKM/JKN/HSA/10-05-01/H/15/715 | 4300 | 4300 |  | 2026-01-01
1273 | BEMS | P0 | Hospital Shah Alam, Selangor | Jabatan Anestesiologi & Rawatan Kritikal | Unit Rawatan Rapi (ICU) | Infusion Pumps, Syringe | PUMP SYRINGE BASIC DOSE RATE (STAND ALONE) | Therapeutic | Intermediate | 13-217 | 1 | KKM/JKN/HSA/10-05-01/H/15/716 | 4300 | 4300 |  | 2026-01-01
1274 | BEMS | P0 | Hospital Shah Alam, Selangor | Jabatan Anestesiologi & Rawatan Kritikal | Unit Rawatan Rapi (ICU) | Infusion Pumps, Syringe | PUMP SYRINGE BASIC DOSE RATE (STAND ALONE) | Therapeutic | Intermediate | 13-217 | 1 | KKM/JKN/HSA/10-05-01/H/15/717 | 4300 | 4300 |  | 2026-01-01
1275 | BEMS | P0 | Hospital Shah Alam, Selangor | Jabatan Anestesiologi & Rawatan Kritikal | Unit Rawatan Rapi (ICU) | Infusion Pumps, Syringe | PUMP SYRINGE BASIC DOSE RATE (STAND ALONE) | Therapeutic | Intermediate | 13-217 | 1 | KKM/JKN/HSA/10-05-01/H/15/718 | 4300 | 4300 |  | 2026-01-01
1276 | BEMS | P0 | Hospital Shah Alam, Selangor | Jabatan Anestesiologi & Rawatan Kritikal | Unit Rawatan Rapi (ICU) | Infusion Pumps, Syringe | PUMP SYRINGE BASIC DOSE RATE (STAND ALONE) | Therapeutic | Intermediate | 13-217 | 1 | KKM/JKN/HSA/10-05-01/H/15/719 | 4300 | 4300 |  | 2026-01-01
1277 | BEMS | P0 | Hospital Shah Alam, Selangor | Jabatan Anestesiologi & Rawatan Kritikal | Unit Rawatan Rapi (ICU) | Infusion Pumps, Syringe | PUMP SYRINGE BASIC DOSE RATE (STAND ALONE) | Therapeutic | Intermediate | 13-217 | 1 | KKM/JKN/HSA/10-05-01/H/15/720 | 4300 | 4300 |  | 2026-01-01
1278 | BEMS | P0 | Hospital Shah Alam, Selangor | Jabatan Anestesiologi & Rawatan Kritikal | Unit Rawatan Rapi (ICU) | Infusion Pumps, Syringe | PUMP SYRINGE BASIC DOSE RATE (STAND ALONE) | Therapeutic | Intermediate | 13-217 | 1 | KKM/JKN/HSA/10-05-01/H/15/721 | 4300 | 4300 |  | 2026-01-01
1279 | BEMS | P0 | Hospital Shah Alam, Selangor | Jabatan Anestesiologi & Rawatan Kritikal | Unit Rawatan Rapi (ICU) | Infusion Pumps, Syringe | PUMP SYRINGE BASIC DOSE RATE (STAND ALONE) | Therapeutic | Intermediate | 13-217 | 1 | KKM/JKN/HSA/10-05-01/H/15/722 | 4300 | 4300 |  | 2026-01-01
1280 | BEMS | P0 | Hospital Shah Alam, Selangor | Jabatan Anestesiologi & Rawatan Kritikal | Unit Rawatan Rapi (ICU) | Infusion Pumps, Syringe | PUMP SYRINGE BASIC DOSE RATE (STAND ALONE) | Therapeutic | Intermediate | 13-217 | 1 | KKM/JKN/HSA/10-05-01/H/15/723 | 4300 | 4300 |  | 2026-01-01
1281 | BEMS | P0 | Hospital Shah Alam, Selangor | Jabatan Anestesiologi & Rawatan Kritikal | Unit Rawatan Rapi (ICU) | Infusion Pumps, Syringe | PUMP SYRINGE BASIC DOSE RATE (STAND ALONE) | Therapeutic | Intermediate | 13-217 | 1 | KKM/JKN/HSA/10-05-01/H/15/724 | 4300 | 4300 |  | 2026-01-01
1282 | BEMS | P0 | Hospital Shah Alam, Selangor | Jabatan Anestesiologi & Rawatan Kritikal | Unit Rawatan Rapi (ICU) | Infusion Pumps, Syringe | PUMP SYRINGE BASIC DOSE RATE (STAND ALONE) | Therapeutic | Intermediate | 13-217 | 1 | KKM/JKN/HSA/10-05-01/H/15/725 | 4300 | 4300 |  | 2026-01-01
1283 | BEMS | P0 | Hospital Shah Alam, Selangor | Jabatan Anestesiologi & Rawatan Kritikal | Unit Rawatan Rapi (ICU) | Infusion Pumps, Syringe | PUMP SYRINGE BASIC DOSE RATE (STAND ALONE) | Therapeutic | Intermediate | 13-217 | 1 | KKM/JKN/HSA/10-05-01/H/15/726 | 4300 | 4300 |  | 2026-01-01
1284 | BEMS | P0 | Hospital Shah Alam, Selangor | Jabatan Anestesiologi & Rawatan Kritikal | Unit Rawatan Rapi (ICU) | Infusion Pumps, Syringe | PUMP SYRINGE BASIC DOSE RATE (STAND ALONE) | Therapeutic | Intermediate | 13-217 | 1 | KKM/JKN/HSA/10-05-01/H/15/727 | 4300 | 4300 |  | 2026-01-01
1285 | BEMS | P0 | Hospital Shah Alam, Selangor | Jabatan Anestesiologi & Rawatan Kritikal | Unit Rawatan Rapi (ICU) | Infusion Pumps, Syringe | PUMP SYRINGE BASIC DOSE RATE (STAND ALONE) | Therapeutic | Intermediate | 13-217 | 1 | KKM/JKN/HSA/10-05-01/H/15/728 | 4300 | 4300 |  | 2026-01-01
1286 | BEMS | P0 | Hospital Shah Alam, Selangor | Jabatan Anestesiologi & Rawatan Kritikal | Unit Rawatan Rapi (ICU) | Infusion Pumps, Syringe | PUMP SYRINGE BASIC DOSE RATE (STAND ALONE) | Therapeutic | Intermediate | 13-217 | 1 | KKM/JKN/HSA/10-05-01/H/15/729 | 4300 | 4300 |  | 2026-01-01
1287 | BEMS | P0 | Hospital Shah Alam, Selangor | Jabatan Anestesiologi & Rawatan Kritikal | Unit Rawatan Rapi (ICU) | Infusion Pumps, Syringe | PUMP SYRINGE BASIC DOSE RATE (STAND ALONE) | Therapeutic | Intermediate | 13-217 | 1 | KKM/JKN/HSA/10-05-01/H/15/730 | 4300 | 4300 |  | 2026-01-01
1288 | BEMS | P0 | Hospital Shah Alam, Selangor | Jabatan Anestesiologi & Rawatan Kritikal | Unit Rawatan Rapi (ICU) | Infusion Pumps, Syringe | PUMP SYRINGE BASIC DOSE RATE (STAND ALONE) | Therapeutic | Intermediate | 13-217 | 1 | KKM/JKN/HSA/10-05-01/H/15/731 | 4300 | 4300 |  | 2026-01-01
1289 | BEMS | P0 | Hospital Shah Alam, Selangor | Jabatan Anestesiologi & Rawatan Kritikal | Unit Rawatan Rapi (ICU) | Infusion Pumps, Syringe | PUMP SYRINGE BASIC DOSE RATE (STAND ALONE) | Therapeutic | Intermediate | 13-217 | 1 | KKM/JKN/HSA/10-05-01/H/15/732 | 4300 | 4300 |  | 2026-01-01
1290 | BEMS | P0 | Hospital Shah Alam, Selangor | Jabatan Pediatrik | Unit Rawatan Rapi Neonatal (NICU) | Infusion Pumps, Syringe | PUMP SYRINGE BASIC DOSE RATE (STAND ALONE) | Therapeutic | Intermediate | 13-217 | 1 | KKM/JKN/HSA/10-05-01/H/15/755 | 4300 | 4300 |  | 2026-01-01
1291 | BEMS | P0 | Hospital Shah Alam, Selangor | Jabatan Pediatrik | Unit Rawatan Rapi Neonatal (NICU) | Infusion Pumps, Syringe | PUMP SYRINGE BASIC DOSE RATE (STAND ALONE) | Therapeutic | Intermediate | 13-217 | 1 | KKM/JKN/HSA/10-05-01/H/15/756 | 4300 | 4300 |  | 2026-01-01
1292 | BEMS | P0 | Hospital Shah Alam, Selangor | Jabatan Pediatrik | Unit Rawatan Rapi Neonatal (NICU) | Infusion Pumps, Syringe | PUMP SYRINGE BASIC DOSE RATE (STAND ALONE) | Therapeutic | Intermediate | 13-217 | 1 | KKM/JKN/HSA/10-05-01/H/15/757 | 4300 | 4300 |  | 2026-01-01
1293 | BEMS | P0 | Hospital Shah Alam, Selangor | Jabatan Pediatrik | Unit Rawatan Rapi Neonatal (NICU) | Infusion Pumps, Syringe | PUMP SYRINGE BASIC DOSE RATE (STAND ALONE) | Therapeutic | Intermediate | 13-217 | 1 | KKM/JKN/HSA/10-05-01/H/15/758 | 4300 | 4300 |  | 2026-01-01
1294 | BEMS | P0 | Hospital Shah Alam, Selangor | Jabatan Pediatrik | Unit Rawatan Rapi Neonatal (NICU) | Infusion Pumps, Syringe | PUMP SYRINGE BASIC DOSE RATE (STAND ALONE) | Therapeutic | Intermediate | 13-217 | 1 | KKM/JKN/HSA/10-05-01/H/15/759 | 4300 | 4300 |  | 2026-01-01
1295 | BEMS | P0 | Hospital Shah Alam, Selangor | Jabatan Pediatrik | Unit Rawatan Rapi Neonatal (NICU) | Infusion Pumps, Syringe | PUMP SYRINGE BASIC DOSE RATE (STAND ALONE) | Therapeutic | Intermediate | 13-217 | 1 | KKM/JKN/HSA/10-05-01/H/15/760 | 4300 | 4300 |  | 2026-01-01
1296 | BEMS | P0 | Hospital Shah Alam, Selangor | Jabatan Pediatrik | Unit Rawatan Rapi Neonatal (NICU) | Infusion Pumps, Syringe | PUMP SYRINGE BASIC DOSE RATE (STAND ALONE) | Therapeutic | Intermediate | 13-217 | 1 | KKM/JKN/HSA/10-05-01/H/15/763 | 4300 | 4300 |  | 2026-01-01
1297 | BEMS | P0 | Hospital Shah Alam, Selangor | Jabatan Pediatrik | Unit Rawatan Rapi Neonatal (NICU) | Infusion Pumps, Syringe | PUMP SYRINGE BASIC DOSE RATE (STAND ALONE) | Therapeutic | Intermediate | 13-217 | 1 | KKM/JKN/HSA/10-05-01/H/15/766 | 4300 | 4300 |  | 2026-01-01
1298 | BEMS | P0 | Hospital Shah Alam, Selangor | Jabatan Pediatrik | Unit Rawatan Rapi Neonatal (NICU) | Infusion Pumps, Syringe | PUMP SYRINGE BASIC DOSE RATE (STAND ALONE) | Therapeutic | Intermediate | 13-217 | 1 | KKM/JKN/HSA/10-05-01/H/15/768 | 4300 | 4300 |  | 2026-01-01
1299 | BEMS | P0 | Hospital Shah Alam, Selangor | Jabatan Pediatrik | Unit Rawatan Rapi Neonatal (NICU) | Infusion Pumps, Syringe | PUMP SYRINGE BASIC DOSE RATE (STAND ALONE) | Therapeutic | Intermediate | 13-217 | 1 | KKM/JKN/HSA/10-05-01/H/15/770 | 4300 | 4300 |  | 2026-01-01
1300 | BEMS | P0 | Hospital Shah Alam, Selangor | Jabatan Pediatrik | Unit Rawatan Rapi Neonatal (NICU) | Infusion Pumps, Syringe | PUMP SYRINGE BASIC DOSE RATE (STAND ALONE) | Therapeutic | Intermediate | 13-217 | 1 | KKM/JKN/HSA/10-05-01/H/15/771 | 4300 | 4300 |  | 2026-01-01
1301 | BEMS | P0 | Hospital Shah Alam, Selangor | Jabatan Pediatrik | Unit Rawatan Rapi Neonatal (NICU) | Infusion Pumps, Syringe | PUMP SYRINGE BASIC DOSE RATE (STAND ALONE) | Therapeutic | Intermediate | 13-217 | 1 | KKM/JKN/HSA/10-05-01/H/15/773 | 4300 | 4300 |  | 2026-01-01
1302 | BEMS | P0 | Hospital Shah Alam, Selangor | Jabatan Pediatrik | Unit Rawatan Rapi Neonatal (NICU) | Infusion Pumps, Syringe | PUMP SYRINGE BASIC DOSE RATE (STAND ALONE) | Therapeutic | Intermediate | 13-217 | 1 | KKM/JKN/HSA/10-05-01/H/15/774 | 4300 | 4300 |  | 2026-01-01
1303 | BEMS | P0 | Hospital Shah Alam, Selangor | Jabatan Pediatrik | Unit Rawatan Rapi Neonatal (NICU) | Infusion Pumps, Syringe | PUMP SYRINGE BASIC DOSE RATE (STAND ALONE) | Therapeutic | Intermediate | 13-217 | 1 | KKM/JKN/HSA/10-05-01/H/15/776 | 4300 | 4300 |  | 2026-01-01
1304 | BEMS | P0 | Hospital Shah Alam, Selangor | Jabatan Pediatrik | Unit Rawatan Rapi Neonatal (NICU) | Infusion Pumps, Syringe | PUMP SYRINGE BASIC DOSE RATE (STAND ALONE) | Therapeutic | Intermediate | 13-217 | 1 | KKM/JKN/HSA/10-05-01/H/15/778 | 4300 | 4300 |  | 2026-01-01
1305 | BEMS | P0 | Hospital Shah Alam, Selangor | Jabatan Pediatrik | Unit Rawatan Rapi Neonatal (NICU) | Infusion Pumps, Syringe | PUMP SYRINGE BASIC DOSE RATE (STAND ALONE) | Therapeutic | Intermediate | 13-217 | 1 | KKM/JKN/HSA/10-05-01/H/15/780 | 4300 | 4300 |  | 2026-01-01
1306 | BEMS | P0 | Hospital Shah Alam, Selangor | Jabatan Pediatrik | Unit Rawatan Rapi Neonatal (NICU) | Infusion Pumps, Syringe | PUMP SYRINGE BASIC DOSE RATE (STAND ALONE) | Therapeutic | Intermediate | 13-217 | 1 | KKM/JKN/HSA/10-05-01/H/15/781 | 4300 | 4300 |  | 2026-01-01
1307 | BEMS | P0 | Hospital Shah Alam, Selangor | Jabatan Pediatrik | Unit Rawatan Rapi Neonatal (NICU) | Infusion Pumps, Syringe | PUMP SYRINGE BASIC DOSE RATE (STAND ALONE) | Therapeutic | Intermediate | 13-217 | 1 | KKM/JKN/HSA/10-05-01/H/15/783 | 4300 | 4300 |  | 2026-01-01
1308 | BEMS | P0 | Hospital Shah Alam, Selangor | Jabatan Pediatrik | Unit Rawatan Rapi Neonatal (NICU) | Infusion Pumps, Syringe | PUMP SYRINGE BASIC DOSE RATE (STAND ALONE) | Therapeutic | Intermediate | 13-217 | 1 | KKM/JKN/HSA/10-05-01/H/15/785 | 4300 | 4300 |  | 2026-01-01
1309 | BEMS | P0 | Hospital Shah Alam, Selangor | Jabatan Pediatrik | Unit Rawatan Rapi Neonatal (NICU) | Infusion Pumps, Syringe | PUMP SYRINGE BASIC DOSE RATE (STAND ALONE) | Therapeutic | Intermediate | 13-217 | 1 | KKM/JKN/HSA/10-05-01/H/15/788 | 4300 | 4300 |  | 2026-01-01
1310 | BEMS | P0 | Hospital Shah Alam, Selangor | Jabatan Pediatrik | Unit Rawatan Rapi Neonatal (NICU) | Infusion Pumps, Syringe | PUMP SYRINGE BASIC DOSE RATE (STAND ALONE) | Therapeutic | Intermediate | 13-217 | 1 | KKM/JKN/HSA/10-05-01/H/15/790 | 4300 | 4300 |  | 2026-01-01
1311 | BEMS | P0 | Hospital Shah Alam, Selangor | Jabatan Pediatrik | Unit Rawatan Rapi Neonatal (NICU) | Infusion Pumps, Syringe | PUMP SYRINGE BASIC DOSE RATE (STAND ALONE) | Therapeutic | Intermediate | 13-217 | 1 | KKM/JKN/HSA/10-05-01/H/15/792 | 4300 | 4300 |  | 2026-01-01
1312 | BEMS | P0 | Hospital Shah Alam, Selangor | Jabatan Pediatrik | Unit Rawatan Rapi Neonatal (NICU) | Infusion Pumps, Syringe | PUMP SYRINGE BASIC DOSE RATE (STAND ALONE) | Therapeutic | Intermediate | 13-217 | 1 | KKM/JKN/HSA/10-05-01/H/15/793 | 4300 | 4300 |  | 2026-01-01
1313 | BEMS | P0 | Hospital Shah Alam, Selangor | Jabatan Pediatrik | Unit Rawatan Rapi Neonatal (NICU) | Infusion Pumps, Syringe | PUMP SYRINGE BASIC DOSE RATE (STAND ALONE) | Therapeutic | Intermediate | 13-217 | 1 | KKM/JKN/HSA/10-05-01/H/15/794 | 4300 | 4300 |  | 2026-01-01
1314 | BEMS | P0 | Hospital Shah Alam, Selangor | Jabatan Pediatrik | Unit Rawatan Rapi Neonatal (NICU) | Infusion Pumps, Syringe | PUMP SYRINGE BASIC DOSE RATE (STAND ALONE) | Therapeutic | Intermediate | 13-217 | 1 | KKM/JKN/HSA/10-05-01/H/15/795 | 4300 | 4300 |  | 2026-01-01
1315 | BEMS | P0 | Hospital Shah Alam, Selangor | Jabatan Pediatrik | Unit Rawatan Rapi Neonatal (NICU) | Infusion Pumps, Syringe | PUMP SYRINGE BASIC DOSE RATE (STAND ALONE) | Therapeutic | Intermediate | 13-217 | 1 | KKM/JKN/HSA/10-05-01/H/15/796 | 4300 | 4300 |  | 2026-01-01
1316 | BEMS | P0 | Hospital Shah Alam, Selangor | Jabatan Pediatrik | Unit Rawatan Rapi Neonatal (NICU) | Infusion Pumps, Syringe | PUMP SYRINGE BASIC DOSE RATE (STAND ALONE) | Therapeutic | Intermediate | 13-217 | 1 | KKM/JKN/HSA/10-05-01/H/15/797 | 4300 | 4300 |  | 2026-01-01
1317 | BEMS | P0 | Hospital Shah Alam, Selangor | Jabatan Pediatrik | Unit Rawatan Rapi Neonatal (NICU) | Infusion Pumps, Syringe | PUMP SYRINGE BASIC DOSE RATE (STAND ALONE) | Therapeutic | Intermediate | 13-217 | 1 | KKM/JKN/HSA/10-05-01/H/15/798 | 4300 | 4300 |  | 2026-01-01
1318 | BEMS | P0 | Hospital Shah Alam, Selangor | Jabatan Pediatrik | Unit Rawatan Rapi Neonatal (NICU) | Infusion Pumps, Syringe | PUMP SYRINGE BASIC DOSE RATE (STAND ALONE) | Therapeutic | Intermediate | 13-217 | 1 | KKM/JKN/HSA/10-05-01/H/15/799 | 4300 | 4300 |  | 2026-01-01
1319 | BEMS | P0 | Hospital Shah Alam, Selangor | Jabatan Pediatrik | Unit Rawatan Rapi Neonatal (NICU) | Infusion Pumps, Syringe | PUMP SYRINGE BASIC DOSE RATE (STAND ALONE) | Therapeutic | Intermediate | 13-217 | 1 | KKM/JKN/HSA/10-05-01/H/15/800 | 4300 | 4300 |  | 2026-01-01
1320 | BEMS | P0 | Hospital Shah Alam, Selangor | Jabatan Pediatrik | Unit Rawatan Rapi Neonatal (NICU) | Infusion Pumps, Syringe | PUMP SYRINGE BASIC DOSE RATE (STAND ALONE) | Therapeutic | Intermediate | 13-217 | 1 | KKM/JKN/HSA/10-05-01/H/15/801 | 4300 | 4300 |  | 2026-01-01
1321 | BEMS | P0 | Hospital Shah Alam, Selangor | Jabatan Pediatrik | Unit Rawatan Rapi Neonatal (NICU) | Infusion Pumps, Syringe | PUMP SYRINGE BASIC DOSE RATE (STAND ALONE) | Therapeutic | Intermediate | 13-217 | 1 | KKM/JKN/HSA/10-05-01/H/15/802 | 4300 | 4300 |  | 2026-01-01
1322 | BEMS | P0 | Hospital Shah Alam, Selangor | Jabatan Pediatrik | Unit Rawatan Rapi Neonatal (NICU) | Infusion Pumps, Syringe | PUMP SYRINGE BASIC DOSE RATE (STAND ALONE) | Therapeutic | Intermediate | 13-217 | 1 | KKM/JKN/HSA/10-05-01/H/15/803 | 4300 | 4300 |  | 2026-01-01
1323 | BEMS | P0 | Hospital Shah Alam, Selangor | Jabatan Pediatrik | Unit Rawatan Rapi Neonatal (NICU) | Infusion Pumps, Syringe | PUMP SYRINGE BASIC DOSE RATE (STAND ALONE) | Therapeutic | Intermediate | 13-217 | 1 | KKM/JKN/HSA/10-05-01/H/15/804 | 4300 | 4300 |  | 2026-01-01
1324 | BEMS | P0 | Hospital Shah Alam, Selangor | Jabatan Pediatrik | Unit Rawatan Rapi Neonatal (NICU) | Infusion Pumps, Syringe | PUMP SYRINGE BASIC DOSE RATE (STAND ALONE) | Therapeutic | Intermediate | 13-217 | 1 | KKM/JKN/HSA/10-05-01/H/15/805 | 4300 | 4300 |  | 2026-01-01
1325 | BEMS | P0 | Hospital Shah Alam, Selangor | Jabatan Pediatrik | Unit Rawatan Rapi Neonatal (NICU) | Infusion Pumps, Syringe | PUMP SYRINGE BASIC DOSE RATE (STAND ALONE) | Therapeutic | Intermediate | 13-217 | 1 | KKM/JKN/HSA/10-05-01/H/15/806 | 4300 | 4300 |  | 2026-01-01
1326 | BEMS | P0 | Hospital Shah Alam, Selangor | Jabatan Pediatrik | Unit Rawatan Rapi Neonatal (NICU) | Infusion Pumps, Syringe | PUMP SYRINGE BASIC DOSE RATE (STAND ALONE) | Therapeutic | Intermediate | 13-217 | 1 | KKM/JKN/HSA/10-05-01/H/15/807 | 4300 | 4300 |  | 2026-01-01
1327 | BEMS | P0 | Hospital Shah Alam, Selangor | Jabatan Pediatrik | Unit Rawatan Rapi Neonatal (NICU) | Infusion Pumps, Syringe | PUMP SYRINGE BASIC DOSE RATE (STAND ALONE) | Therapeutic | Intermediate | 13-217 | 1 | KKM/JKN/HSA/10-05-01/H/15/808 | 4300 | 4300 |  | 2026-01-01
1328 | BEMS | P0 | Hospital Shah Alam, Selangor | Jabatan Pediatrik | Unit Rawatan Rapi Neonatal (NICU) | Infusion Pumps, Syringe | PUMP SYRINGE BASIC DOSE RATE (STAND ALONE) | Therapeutic | Intermediate | 13-217 | 1 | KKM/JKN/HSA/10-05-01/H/15/809 | 4300 | 4300 |  | 2026-01-01
1329 | BEMS | P0 | Hospital Shah Alam, Selangor | Jabatan Pediatrik | Unit Rawatan Rapi Neonatal (NICU) | Infusion Pumps, Syringe | PUMP SYRINGE BASIC DOSE RATE (STAND ALONE) | Therapeutic | Intermediate | 13-217 | 1 | KKM/JKN/HSA/10-05-01/H/15/810 | 4300 | 4300 |  | 2026-01-01
1330 | BEMS | P0 | Hospital Shah Alam, Selangor | Jabatan Pediatrik | Unit Rawatan Rapi Neonatal (NICU) | Infusion Pumps, Syringe | PUMP SYRINGE BASIC DOSE RATE (STAND ALONE) | Therapeutic | Intermediate | 13-217 | 1 | KKM/JKN/HSA/10-05-01/H/15/811 | 4300 | 4300 |  | 2026-01-01
1331 | BEMS | P0 | Hospital Shah Alam, Selangor | Jabatan Pediatrik | Unit Rawatan Rapi Neonatal (NICU) | Infusion Pumps, Syringe | PUMP SYRINGE BASIC DOSE RATE (STAND ALONE) | Therapeutic | Intermediate | 13-217 | 1 | KKM/JKN/HSA/10-05-01/H/15/812 | 4300 | 4300 |  | 2026-01-01
1332 | BEMS | P0 | Hospital Shah Alam, Selangor | Jabatan Pediatrik | Unit Rawatan Rapi Neonatal (NICU) | Infusion Pumps, Syringe | PUMP SYRINGE BASIC DOSE RATE (STAND ALONE) | Therapeutic | Intermediate | 13-217 | 1 | KKM/JKN/HSA/10-05-01/H/15/813 | 4300 | 4300 |  | 2026-01-01
1333 | BEMS | P0 | Hospital Shah Alam, Selangor | Jabatan Pediatrik | Unit Rawatan Rapi Neonatal (NICU) | Infusion Pumps, Syringe | PUMP SYRINGE BASIC DOSE RATE (STAND ALONE) | Therapeutic | Intermediate | 13-217 | 1 | KKM/JKN/HSA/10-05-01/H/15/814 | 4300 | 4300 |  | 2026-01-01
1334 | BEMS | P0 | Hospital Shah Alam, Selangor | Jabatan Pediatrik | Unit Rawatan Rapi Neonatal (NICU) | Infusion Pumps, Syringe | PUMP SYRINGE BASIC DOSE RATE (STAND ALONE) | Therapeutic | Intermediate | 13-217 | 1 | KKM/JKN/HSA/10-05-01/H/15/815 | 4300 | 4300 |  | 2026-01-01
1335 | BEMS | P0 | Hospital Shah Alam, Selangor | Jabatan Pediatrik | Unit Rawatan Rapi Neonatal (NICU) | Infusion Pumps, Syringe | PUMP SYRINGE BASIC DOSE RATE (STAND ALONE) | Therapeutic | Intermediate | 13-217 | 1 | KKM/JKN/HSA/10-05-01/H/15/816 | 4300 | 4300 |  | 2026-01-01
1336 | BEMS | P0 | Hospital Shah Alam, Selangor | Jabatan Pediatrik | Unit Rawatan Rapi Neonatal (NICU) | Infusion Pumps, Syringe | PUMP SYRINGE BASIC DOSE RATE (STAND ALONE) | Therapeutic | Intermediate | 13-217 | 1 | KKM/JKN/HSA/10-05-01/H/15/818 | 4300 | 4300 |  | 2026-01-01
1337 | BEMS | P0 | Hospital Shah Alam, Selangor | Jabatan Pediatrik | Unit Rawatan Rapi Neonatal (NICU) | Infusion Pumps, Syringe | PUMP SYRINGE BASIC DOSE RATE (STAND ALONE) | Therapeutic | Intermediate | 13-217 | 1 | KKM/JKN/HSA/10-05-01/H/15/819 | 4300 | 4300 |  | 2026-01-01
1338 | BEMS | P0 | Hospital Shah Alam, Selangor | Jabatan Pediatrik | Unit Rawatan Rapi Neonatal (NICU) | Infusion Pumps, Syringe | PUMP SYRINGE BASIC DOSE RATE (STAND ALONE) | Therapeutic | Intermediate | 13-217 | 1 | KKM/JKN/HSA/10-05-01/H/15/821 | 4300 | 4300 |  | 2026-01-01
1339 | BEMS | P0 | Hospital Shah Alam, Selangor | Jabatan Pediatrik | Unit Rawatan Rapi Neonatal (NICU) | Infusion Pumps, Syringe | PUMP SYRINGE BASIC DOSE RATE (STAND ALONE) | Therapeutic | Intermediate | 13-217 | 1 | KKM/JKN/HSA/10-05-01/H/15/823 | 4300 | 4300 |  | 2026-01-01
1340 | BEMS | P0 | Hospital Shah Alam, Selangor | Jabatan Pediatrik | Unit Rawatan Rapi Neonatal (NICU) | Infusion Pumps, Syringe | PUMP SYRINGE BASIC DOSE RATE (STAND ALONE) | Therapeutic | Intermediate | 13-217 | 1 | KKM/JKN/HSA/10-05-01/H/15/825 | 4300 | 4300 |  | 2026-01-01
1341 | BEMS | P0 | Hospital Shah Alam, Selangor | Jabatan Pediatrik | Unit Rawatan Rapi Neonatal (NICU) | Infusion Pumps, Syringe | PUMP SYRINGE BASIC DOSE RATE (STAND ALONE) | Therapeutic | Intermediate | 13-217 | 1 | KKM/JKN/HSA/10-05-01/H/15/827 | 4300 | 4300 |  | 2026-01-01
1342 | BEMS | P0 | Hospital Shah Alam, Selangor | Jabatan Pediatrik | Unit Rawatan Rapi Neonatal (NICU) | Infusion Pumps, Syringe | PUMP SYRINGE BASIC DOSE RATE (STAND ALONE) | Therapeutic | Intermediate | 13-217 | 1 | KKM/JKN/HSA/10-05-01/H/15/829 | 4300 | 4300 |  | 2026-01-01
1343 | BEMS | P0 | Hospital Shah Alam, Selangor | Jabatan Pediatrik | Unit Rawatan Rapi Neonatal (NICU) | Infusion Pumps, Syringe | PUMP SYRINGE BASIC DOSE RATE (STAND ALONE) | Therapeutic | Intermediate | 13-217 | 1 | KKM/JKN/HSA/10-05-01/H/15/831 | 4300 | 4300 |  | 2026-01-01
1344 | BEMS | P0 | Hospital Shah Alam, Selangor | Jabatan Pediatrik | Unit Rawatan Rapi Neonatal (NICU) | Infusion Pumps, Syringe | PUMP SYRINGE BASIC DOSE RATE (STAND ALONE) | Therapeutic | Intermediate | 13-217 | 1 | KKM/JKN/HSA/10-05-01/H/15/833 | 4300 | 4300 |  | 2026-01-01
1345 | BEMS | P0 | Hospital Shah Alam, Selangor | Jabatan Pediatrik | Unit Rawatan Rapi Neonatal (NICU) | Infusion Pumps, Syringe | PUMP SYRINGE BASIC DOSE RATE (STAND ALONE) | Therapeutic | Intermediate | 13-217 | 1 | KKM/JKN/HSA/10-05-01/H/15/834 | 4300 | 4300 |  | 2026-01-01
1346 | BEMS | P0 | Hospital Shah Alam, Selangor | Jabatan Pediatrik | Unit Rawatan Rapi Neonatal (NICU) | Infusion Pumps, Syringe | PUMP SYRINGE BASIC DOSE RATE (STAND ALONE) | Therapeutic | Intermediate | 13-217 | 1 | KKM/JKN/HSA/10-05-01/H/15/838 | 4300 | 4300 |  | 2026-01-01
1347 | BEMS | P0 | Hospital Shah Alam, Selangor | Jabatan Pediatrik | Unit Rawatan Rapi Neonatal (NICU) | Infusion Pumps, Syringe | PUMP SYRINGE BASIC DOSE RATE (STAND ALONE) | Therapeutic | Intermediate | 13-217 | 1 | KKM/JKN/HSA/10-05-01/H/15/843 | 4300 | 4300 |  | 2026-01-01
1348 | BEMS | P0 | Hospital Shah Alam, Selangor | Jabatan Pediatrik | Unit Rawatan Rapi Neonatal (NICU) | Infusion Pumps, Syringe | PUMP SYRINGE BASIC DOSE RATE (STAND ALONE) | Therapeutic | Intermediate | 13-217 | 1 | KKM/JKN/HSA/10-05-01/H/15/844 | 4300 | 4300 |  | 2026-01-01
1349 | BEMS | P0 | Hospital Shah Alam, Selangor | Jabatan Pediatrik | Unit Rawatan Rapi Neonatal (NICU) | Infusion Pumps, Syringe | PUMP SYRINGE BASIC DOSE RATE (STAND ALONE) | Therapeutic | Intermediate | 13-217 | 1 | KKM/JKN/HSA/10-05-01/H/15/845 | 4300 | 4300 |  | 2026-01-01
1350 | BEMS | P0 | Hospital Shah Alam, Selangor | Jabatan Pediatrik | Unit Rawatan Rapi Neonatal (NICU) | Infusion Pumps, Syringe | PUMP SYRINGE BASIC DOSE RATE (STAND ALONE) | Therapeutic | Intermediate | 13-217 | 1 | KKM/JKN/HSA/10-05-01/H/15/846 | 4300 | 4300 |  | 2026-01-01
1351 | BEMS | P0 | Hospital Shah Alam, Selangor | Jabatan Pediatrik | Unit Rawatan Rapi Neonatal (NICU) | Infusion Pumps, Syringe | PUMP SYRINGE BASIC DOSE RATE (STAND ALONE) | Therapeutic | Intermediate | 13-217 | 1 | KKM/JKN/HSA/10-05-01/H/15/847 | 4300 | 4300 |  | 2026-01-01
1352 | BEMS | P0 | Hospital Shah Alam, Selangor | Jabatan Pediatrik | Unit Rawatan Rapi Neonatal (NICU) | Infusion Pumps, Syringe | PUMP SYRINGE BASIC DOSE RATE (STAND ALONE) | Therapeutic | Intermediate | 13-217 | 1 | KKM/JKN/HSA/10-05-01/H/15/848 | 4300 | 4300 |  | 2026-01-01
1353 | BEMS | P0 | Hospital Shah Alam, Selangor | Jabatan Pediatrik | Unit Rawatan Rapi Neonatal (NICU) | Infusion Pumps, Syringe | PUMP SYRINGE BASIC DOSE RATE (STAND ALONE) | Therapeutic | Intermediate | 13-217 | 1 | KKM/JKN/HSA/10-05-01/H/15/849 | 4300 | 4300 |  | 2026-01-01
1354 | BEMS | P0 | Hospital Shah Alam, Selangor | Jabatan Pediatrik | Unit Rawatan Rapi Neonatal (NICU) | Infusion Pumps, Syringe | PUMP SYRINGE BASIC DOSE RATE (STAND ALONE) | Therapeutic | Intermediate | 13-217 | 1 | KKM/JKN/HSA/10-05-01/H/15/850 | 4300 | 4300 |  | 2026-01-01
1355 | BEMS | P0 | Hospital Shah Alam, Selangor | Jabatan Pediatrik | Unit Rawatan Rapi Neonatal (NICU) | Infusion Pumps, Syringe | PUMP SYRINGE BASIC DOSE RATE (STAND ALONE) | Therapeutic | Intermediate | 13-217 | 1 | KKM/JKN/HSA/10-05-01/H/15/851 | 4300 | 4300 |  | 2026-01-01
1356 | BEMS | P0 | Hospital Shah Alam, Selangor | Jabatan Pediatrik | Unit Rawatan Rapi Neonatal (NICU) | Infusion Pumps, Syringe | PUMP SYRINGE BASIC DOSE RATE (STAND ALONE) | Therapeutic | Intermediate | 13-217 | 1 | KKM/JKN/HSA/10-05-01/H/15/852 | 4300 | 4300 |  | 2026-01-01
1357 | BEMS | P0 | Hospital Shah Alam, Selangor | Jabatan Pediatrik | Unit Rawatan Rapi Neonatal (NICU) | Infusion Pumps, Syringe | PUMP SYRINGE BASIC DOSE RATE (STAND ALONE) | Therapeutic | Intermediate | 13-217 | 1 | KKM/JKN/HSA/10-05-01/H/15/853 | 4300 | 4300 |  | 2026-01-01
1358 | BEMS | P0 | Hospital Shah Alam, Selangor | Jabatan Pediatrik | Unit Rawatan Rapi Neonatal (NICU) | Infusion Pumps, Syringe | PUMP SYRINGE BASIC DOSE RATE (STAND ALONE) | Therapeutic | Intermediate | 13-217 | 1 | KKM/JKN/HSA/10-05-01/H/15/854 | 4300 | 4300 |  | 2026-01-01
1359 | BEMS | P0 | Hospital Shah Alam, Selangor | Jabatan Pediatrik | Unit Rawatan Rapi Neonatal (NICU) | Infusion Pumps, Syringe | PUMP SYRINGE BASIC DOSE RATE (STAND ALONE) | Therapeutic | Intermediate | 13-217 | 1 | KKM/JKN/HSA/10-05-01/H/15/855 | 4300 | 4300 |  | 2026-01-01
1360 | BEMS | P0 | Hospital Shah Alam, Selangor | Jabatan Pediatrik | Unit Rawatan Rapi Neonatal (NICU) | Infusion Pumps, Syringe | PUMP SYRINGE BASIC DOSE RATE (STAND ALONE) | Therapeutic | Intermediate | 13-217 | 1 | KKM/JKN/HSA/10-05-01/H/15/856 | 4300 | 4300 |  | 2026-01-01
1361 | BEMS | P0 | Hospital Shah Alam, Selangor | Jabatan Pediatrik | Unit Rawatan Rapi Neonatal (NICU) | Infusion Pumps, Syringe | PUMP SYRINGE BASIC DOSE RATE (STAND ALONE) | Therapeutic | Intermediate | 13-217 | 1 | KKM/JKN/HSA/10-05-01/H/15/857 | 4300 | 4300 |  | 2026-01-01
1362 | BEMS | P0 | Hospital Shah Alam, Selangor | Jabatan Pediatrik | Unit Rawatan Rapi Neonatal (NICU) | Infusion Pumps, Syringe | PUMP SYRINGE BASIC DOSE RATE (STAND ALONE) | Therapeutic | Intermediate | 13-217 | 1 | KKM/JKN/HSA/10-05-01/H/15/859 | 4300 | 4300 |  | 2026-01-01
1363 | BEMS | P0 | Hospital Shah Alam, Selangor | Jabatan Pediatrik | Unit Rawatan Rapi Neonatal (NICU) | Infusion Pumps, Syringe | PUMP SYRINGE BASIC DOSE RATE (STAND ALONE) | Therapeutic | Intermediate | 13-217 | 1 | KKM/JKN/HSA/10-05-01/H/15/860 | 4300 | 4300 |  | 2026-01-01
1364 | BEMS | P0 | Hospital Shah Alam, Selangor | Jabatan Pediatrik | Unit Rawatan Rapi Neonatal (NICU) | Infusion Pumps, Syringe | PUMP SYRINGE BASIC DOSE RATE (STAND ALONE) | Therapeutic | Intermediate | 13-217 | 1 | KKM/JKN/HSA/10-05-01/H/15/862 | 4300 | 4300 |  | 2026-01-01
1365 | BEMS | P0 | Hospital Shah Alam, Selangor | Jabatan Pediatrik | Unit Rawatan Rapi Neonatal (NICU) | Infusion Pumps, Syringe | PUMP SYRINGE BASIC DOSE RATE (STAND ALONE) | Therapeutic | Intermediate | 13-217 | 1 | KKM/JKN/HSA/10-05-01/H/15/864 | 4300 | 4300 |  | 2026-01-01
1366 | BEMS | P0 | Hospital Shah Alam, Selangor | Jabatan Obstetrik & Ginekologi | Dewan Bedah Bersalin (MOT) | Infusion Pumps, Syringe | PUMP SYRINGE BASIC DOSE RATE (STAND ALONE) | Therapeutic | Intermediate | 13-217 | 1 | KKM/JKN/HSA/10-05-01/H/15/871 | 4300 | 4300 |  | 2026-01-01
1367 | BEMS | P0 | Hospital Shah Alam, Selangor | Jabatan Obstetrik & Ginekologi | Dewan Bedah Bersalin (MOT) | Infusion Pumps, Syringe | PUMP SYRINGE BASIC DOSE RATE (STAND ALONE) | Therapeutic | Intermediate | 13-217 | 1 | KKM/JKN/HSA/10-05-01/H/15/872 | 4300 | 4300 |  | 2026-01-01
1368 | BEMS | P0 | Hospital Shah Alam, Selangor | Jabatan Pediatrik | Unit Rawatan Rapi Neonatal (NICU) | Infusion Pumps, Syringe | PUMP SYRINGE BASIC DOSE RATE (STAND ALONE) | Therapeutic | Intermediate | 13-217 | 1 | KKM/JKN/HSA/10-05-01/H/15/3885 | 4300 | 4300 |  | 2026-01-01
1369 | BEMS | P0 | Hospital Shah Alam, Selangor | Jabatan Anestesiologi & Rawatan Kritikal | Unit Rawatan Rapi (ICU) | Infusion Pumps, General-Purpose | PUMP VOLUMETRIC INFUSION | Therapeutic | Intermediate | 13-215 | 1 | KKM/JKN/HSA/10-05-01/H/15/2778 | 5489 | 5489 |  | 2026-01-01
1370 | BEMS | P0 | Hospital Shah Alam, Selangor | Jabatan Anestesiologi & Rawatan Kritikal | Unit Rawatan Rapi (ICU) | Infusion Pumps, General-Purpose | PUMP VOLUMETRIC INFUSION | Therapeutic | Intermediate | 13-215 | 1 | KKM/JKN/HSA/10-05-01/H/15/2779 | 5489 | 5489 |  | 2026-01-01
1371 | BEMS | P0 | Hospital Shah Alam, Selangor | Jabatan Anestesiologi & Rawatan Kritikal | Unit Rawatan Rapi (ICU) | Infusion Pumps, General-Purpose | PUMP VOLUMETRIC INFUSION | Therapeutic | Intermediate | 13-215 | 1 | KKM/JKN/HSA/10-05-01/H/15/2780 | 5489 | 5489 |  | 2026-01-01
1372 | BEMS | P0 | Hospital Shah Alam, Selangor | Jabatan Anestesiologi & Rawatan Kritikal | Unit Rawatan Rapi (ICU) | Infusion Pumps, General-Purpose | PUMP VOLUMETRIC INFUSION | Therapeutic | Intermediate | 13-215 | 1 | KKM/JKN/HSA/10-05-01/H/15/2781 | 5489 | 5489 |  | 2026-01-01
1373 | BEMS | P0 | Hospital Shah Alam, Selangor | Jabatan Kecemasan & Trauma | Jabatan Kecemasan & Trauma | Infusion Pumps, General-Purpose | PUMP VOLUMETRIC INFUSION (STAND ALONE) | Therapeutic | Intermediate | 13-215 | 1 | KKM/JKN/HSA/10-05-01/H/15/1171 | 7245 | 7245 |  | 2026-01-01
1374 | BEMS | P0 | Hospital Shah Alam, Selangor | Jabatan Kecemasan & Trauma | Jabatan Kecemasan & Trauma | Infusion Pumps, General-Purpose | PUMP VOLUMETRIC INFUSION (STAND ALONE) | Therapeutic | Intermediate | 13-215 | 1 | KKM/JKN/HSA/10-05-01/H/15/1172 | 7245 | 7245 |  | 2026-01-01
1375 | BEMS | P0 | Hospital Shah Alam, Selangor | Jabatan Kecemasan & Trauma | Jabatan Kecemasan & Trauma | Infusion Pumps, General-Purpose | PUMP VOLUMETRIC INFUSION (STAND ALONE) | Therapeutic | Intermediate | 13-215 | 1 | KKM/JKN/HSA/10-05-01/H/15/1173 | 7245 | 7245 |  | 2026-01-01
1376 | BEMS | P0 | Hospital Shah Alam, Selangor | Jabatan Kecemasan & Trauma | Jabatan Kecemasan & Trauma | Infusion Pumps, General-Purpose | PUMP VOLUMETRIC INFUSION (STAND ALONE) | Therapeutic | Intermediate | 13-215 | 1 | KKM/JKN/HSA/10-05-01/H/15/1174 | 7245 | 7245 |  | 2026-01-01
1377 | BEMS | P0 | Hospital Shah Alam, Selangor | Jabatan Anestesiologi & Rawatan Kritikal | High Dependency Ward (HDW) | Infusion Pumps, General-Purpose | PUMP VOLUMETRIC INFUSION (STAND ALONE) | Therapeutic | Intermediate | 13-215 | 1 | KKM/JKN/HSA/10-05-01/H/15/1183 | 7245 | 7245 |  | 2026-01-01
1378 | BEMS | P0 | Hospital Shah Alam, Selangor | Jabatan Anestesiologi & Rawatan Kritikal | High Dependency Ward (HDW) | Infusion Pumps, General-Purpose | PUMP VOLUMETRIC INFUSION (STAND ALONE) | Therapeutic | Intermediate | 13-215 | 1 | KKM/JKN/HSA/10-05-01/H/15/1184 | 7245 | 7245 |  | 2026-01-01
1379 | BEMS | P0 | Hospital Shah Alam, Selangor | Jabatan Anestesiologi & Rawatan Kritikal | High Dependency Ward (HDW) | Infusion Pumps, General-Purpose | PUMP VOLUMETRIC INFUSION (STAND ALONE) | Therapeutic | Intermediate | 13-215 | 1 | KKM/JKN/HSA/10-05-01/H/15/1185 | 7245 | 7245 |  | 2026-01-01
1380 | BEMS | P0 | Hospital Shah Alam, Selangor | Jabatan Anestesiologi & Rawatan Kritikal | High Dependency Ward (HDW) | Infusion Pumps, General-Purpose | PUMP VOLUMETRIC INFUSION (STAND ALONE) | Therapeutic | Intermediate | 13-215 | 1 | KKM/JKN/HSA/10-05-01/H/15/1186 | 7245 | 7245 |  | 2026-01-01
1381 | BEMS | P0 | Hospital Shah Alam, Selangor | Jabatan Anestesiologi & Rawatan Kritikal | High Dependency Ward (HDW) | Infusion Pumps, General-Purpose | PUMP VOLUMETRIC INFUSION (STAND ALONE) | Therapeutic | Intermediate | 13-215 | 1 | KKM/JKN/HSA/10-05-01/H/15/1187 | 7245 | 7245 |  | 2026-01-01
1382 | BEMS | P0 | Hospital Shah Alam, Selangor | Jabatan Anestesiologi & Rawatan Kritikal | High Dependency Ward (HDW) | Infusion Pumps, General-Purpose | PUMP VOLUMETRIC INFUSION (STAND ALONE) | Therapeutic | Intermediate | 13-215 | 1 | KKM/JKN/HSA/10-05-01/H/15/1188 | 7245 | 7245 |  | 2026-01-01
1383 | BEMS | P0 | Hospital Shah Alam, Selangor | Jabatan Anestesiologi & Rawatan Kritikal | High Dependency Ward (HDW) | Infusion Pumps, General-Purpose | PUMP VOLUMETRIC INFUSION (STAND ALONE) | Therapeutic | Intermediate | 13-215 | 1 | KKM/JKN/HSA/10-05-01/H/15/1189 | 7245 | 7245 |  | 2026-01-01
1384 | BEMS | P0 | Hospital Shah Alam, Selangor | Jabatan Anestesiologi & Rawatan Kritikal | High Dependency Ward (HDW) | Infusion Pumps, General-Purpose | PUMP VOLUMETRIC INFUSION (STAND ALONE) | Therapeutic | Intermediate | 13-215 | 1 | KKM/JKN/HSA/10-05-01/H/15/1190 | 7245 | 7245 |  | 2026-01-01
1385 | BEMS | P0 | Hospital Shah Alam, Selangor | Jabatan Anestesiologi & Rawatan Kritikal | High Dependency Ward (HDW) | Infusion Pumps, General-Purpose | PUMP VOLUMETRIC INFUSION (STAND ALONE) | Therapeutic | Intermediate | 13-215 | 1 | KKM/JKN/HSA/10-05-01/H/15/1191 | 7245 | 7245 |  | 2026-01-01
1386 | BEMS | P0 | Hospital Shah Alam, Selangor | Jabatan Anestesiologi & Rawatan Kritikal | High Dependency Ward (HDW) | Infusion Pumps, General-Purpose | PUMP VOLUMETRIC INFUSION (STAND ALONE) | Therapeutic | Intermediate | 13-215 | 1 | KKM/JKN/HSA/10-05-01/H/15/1192 | 7245 | 7245 |  | 2026-01-01
1387 | BEMS | P0 | Hospital Shah Alam, Selangor | Jabatan Anestesiologi & Rawatan Kritikal | High Dependency Ward (HDW) | Infusion Pumps, General-Purpose | PUMP VOLUMETRIC INFUSION (STAND ALONE) | Therapeutic | Intermediate | 13-215 | 1 | KKM/JKN/HSA/10-05-01/H/15/1193 | 7245 | 7245 |  | 2026-01-01
1388 | BEMS | P0 | Hospital Shah Alam, Selangor | Jabatan Anestesiologi & Rawatan Kritikal | High Dependency Ward (HDW) | Infusion Pumps, General-Purpose | PUMP VOLUMETRIC INFUSION (STAND ALONE) | Therapeutic | Intermediate | 13-215 | 1 | KKM/JKN/HSA/10-05-01/H/15/1194 | 7245 | 7245 |  | 2026-01-01
1389 | BEMS | P0 | Hospital Shah Alam, Selangor | Jabatan Anestesiologi & Rawatan Kritikal | High Dependency Ward (HDW) | Infusion Pumps, General-Purpose | PUMP VOLUMETRIC INFUSION (STAND ALONE) | Therapeutic | Intermediate | 13-215 | 1 | KKM/JKN/HSA/10-05-01/H/15/1195 | 7245 | 7245 |  | 2026-01-01
1390 | BEMS | P0 | Hospital Shah Alam, Selangor | Jabatan Anestesiologi & Rawatan Kritikal | High Dependency Ward (HDW) | Infusion Pumps, General-Purpose | PUMP VOLUMETRIC INFUSION (STAND ALONE) | Therapeutic | Intermediate | 13-215 | 1 | KKM/JKN/HSA/10-05-01/H/15/1196 | 7245 | 7245 |  | 2026-01-01
1391 | BEMS | P0 | Hospital Shah Alam, Selangor | Jabatan Anestesiologi & Rawatan Kritikal | High Dependency Ward (HDW) | Infusion Pumps, General-Purpose | PUMP VOLUMETRIC INFUSION (STAND ALONE) | Therapeutic | Intermediate | 13-215 | 1 | KKM/JKN/HSA/10-05-01/H/15/1197 | 7245 | 7245 |  | 2026-01-01
1392 | BEMS | P0 | Hospital Shah Alam, Selangor | Jabatan Anestesiologi & Rawatan Kritikal | Unit Rawatan Rapi (ICU) | Infusion Pumps, General-Purpose | PUMP VOLUMETRIC INFUSION (STAND ALONE) | Therapeutic | Intermediate | 13-215 | 1 | KKM/JKN/HSA/10-05-01/H/15/1198 | 7245 | 7245 |  | 2026-01-01
1393 | BEMS | P0 | Hospital Shah Alam, Selangor | Jabatan Anestesiologi & Rawatan Kritikal | Unit Rawatan Rapi (ICU) | Infusion Pumps, General-Purpose | PUMP VOLUMETRIC INFUSION (STAND ALONE) | Therapeutic | Intermediate | 13-215 | 1 | KKM/JKN/HSA/10-05-01/H/15/1199 | 7245 | 7245 |  | 2026-01-01
1394 | BEMS | P0 | Hospital Shah Alam, Selangor | Jabatan Anestesiologi & Rawatan Kritikal | Unit Rawatan Rapi (ICU) | Infusion Pumps, General-Purpose | PUMP VOLUMETRIC INFUSION (STAND ALONE) | Therapeutic | Intermediate | 13-215 | 1 | KKM/JKN/HSA/10-05-01/H/15/1200 | 7245 | 7245 |  | 2026-01-01
1395 | BEMS | P0 | Hospital Shah Alam, Selangor | Jabatan Anestesiologi & Rawatan Kritikal | Unit Rawatan Rapi (ICU) | Infusion Pumps, General-Purpose | PUMP VOLUMETRIC INFUSION (STAND ALONE) | Therapeutic | Intermediate | 13-215 | 1 | KKM/JKN/HSA/10-05-01/H/15/1201 | 7245 | 7245 |  | 2026-01-01
1396 | BEMS | P0 | Hospital Shah Alam, Selangor | Jabatan Anestesiologi & Rawatan Kritikal | Unit Rawatan Rapi (ICU) | Infusion Pumps, General-Purpose | PUMP VOLUMETRIC INFUSION (STAND ALONE) | Therapeutic | Intermediate | 13-215 | 1 | KKM/JKN/HSA/10-05-01/H/15/1202 | 7245 | 7245 |  | 2026-01-01
1397 | BEMS | P0 | Hospital Shah Alam, Selangor | Jabatan Anestesiologi & Rawatan Kritikal | Unit Rawatan Rapi (ICU) | Infusion Pumps, General-Purpose | PUMP VOLUMETRIC INFUSION (STAND ALONE) | Therapeutic | Intermediate | 13-215 | 1 | KKM/JKN/HSA/10-05-01/H/15/1203 | 7245 | 7245 |  | 2026-01-01
1398 | BEMS | P0 | Hospital Shah Alam, Selangor | Jabatan Anestesiologi & Rawatan Kritikal | Unit Rawatan Rapi (ICU) | Infusion Pumps, General-Purpose | PUMP VOLUMETRIC INFUSION (STAND ALONE) | Therapeutic | Intermediate | 13-215 | 1 | KKM/JKN/HSA/10-05-01/H/15/1204 | 7245 | 7245 |  | 2026-01-01
1399 | BEMS | P0 | Hospital Shah Alam, Selangor | Jabatan Anestesiologi & Rawatan Kritikal | Unit Rawatan Rapi (ICU) | Infusion Pumps, General-Purpose | PUMP VOLUMETRIC INFUSION (STAND ALONE) | Therapeutic | Intermediate | 13-215 | 1 | KKM/JKN/HSA/10-05-01/H/15/1205 | 7245 | 7245 |  | 2026-01-01
1400 | BEMS | P0 | Hospital Shah Alam, Selangor | Jabatan Anestesiologi & Rawatan Kritikal | Unit Rawatan Rapi (ICU) | Infusion Pumps, General-Purpose | PUMP VOLUMETRIC INFUSION (STAND ALONE) | Therapeutic | Intermediate | 13-215 | 1 | KKM/JKN/HSA/10-05-01/H/15/1206 | 7245 | 7245 |  | 2026-01-01
1401 | BEMS | P0 | Hospital Shah Alam, Selangor | Jabatan Anestesiologi & Rawatan Kritikal | Unit Rawatan Rapi (ICU) | Infusion Pumps, General-Purpose | PUMP VOLUMETRIC INFUSION (STAND ALONE) | Therapeutic | Intermediate | 13-215 | 1 | KKM/JKN/HSA/10-05-01/H/15/1207 | 7245 | 7245 |  | 2026-01-01
1402 | BEMS | P0 | Hospital Shah Alam, Selangor | Jabatan Obstetrik & Ginekologi | Dewan Bersalin (LDU) | Infusion Pumps, General-Purpose | PUMP VOLUMETRIC INFUSION (STAND ALONE) | Therapeutic | Intermediate | 13-215 | 1 | KKM/JKN/HSA/10-05-01/H/15/1208 | 7245 | 7245 |  | 2026-01-01
1403 | BEMS | P0 | Hospital Shah Alam, Selangor | Jabatan Obstetrik & Ginekologi | Dewan Bersalin (LDU) | Infusion Pumps, General-Purpose | PUMP VOLUMETRIC INFUSION (STAND ALONE) | Therapeutic | Intermediate | 13-215 | 1 | KKM/JKN/HSA/10-05-01/H/15/1209 | 7245 | 7245 |  | 2026-01-01
1404 | BEMS | P0 | Hospital Shah Alam, Selangor | Jabatan Obstetrik & Ginekologi | Dewan Bersalin (LDU) | Infusion Pumps, General-Purpose | PUMP VOLUMETRIC INFUSION (STAND ALONE) | Therapeutic | Intermediate | 13-215 | 1 | KKM/JKN/HSA/10-05-01/H/15/1210 | 7245 | 7245 |  | 2026-01-01
1405 | BEMS | P0 | Hospital Shah Alam, Selangor | Jabatan Obstetrik & Ginekologi | Dewan Bersalin (LDU) | Infusion Pumps, General-Purpose | PUMP VOLUMETRIC INFUSION (STAND ALONE) | Therapeutic | Intermediate | 13-215 | 1 | KKM/JKN/HSA/10-05-01/H/15/1211 | 7245 | 7245 |  | 2026-01-01
1406 | BEMS | P0 | Hospital Shah Alam, Selangor | Jabatan Obstetrik & Ginekologi | Dewan Bersalin (LDU) | Infusion Pumps, General-Purpose | PUMP VOLUMETRIC INFUSION (STAND ALONE) | Therapeutic | Intermediate | 13-215 | 1 | KKM/JKN/HSA/10-05-01/H/15/1212 | 7245 | 7245 |  | 2026-01-01
1407 | BEMS | P0 | Hospital Shah Alam, Selangor | Jabatan Obstetrik & Ginekologi | Dewan Bersalin (LDU) | Infusion Pumps, General-Purpose | PUMP VOLUMETRIC INFUSION (STAND ALONE) | Therapeutic | Intermediate | 13-215 | 1 | KKM/JKN/HSA/10-05-01/H/15/1213 | 7245 | 7245 |  | 2026-01-01
1408 | BEMS | P0 | Hospital Shah Alam, Selangor | Jabatan Obstetrik & Ginekologi | Dewan Bersalin (LDU) | Infusion Pumps, General-Purpose | PUMP VOLUMETRIC INFUSION (STAND ALONE) | Therapeutic | Intermediate | 13-215 | 1 | KKM/JKN/HSA/10-05-01/H/15/1214 | 7245 | 7245 |  | 2026-01-01
1409 | BEMS | P0 | Hospital Shah Alam, Selangor | Jabatan Obstetrik & Ginekologi | Dewan Bersalin (LDU) | Infusion Pumps, General-Purpose | PUMP VOLUMETRIC INFUSION (STAND ALONE) | Therapeutic | Intermediate | 13-215 | 1 | KKM/JKN/HSA/10-05-01/H/15/1215 | 7245 | 7245 |  | 2026-01-01
1410 | BEMS | P0 | Hospital Shah Alam, Selangor | Jabatan Obstetrik & Ginekologi | Dewan Bersalin (LDU) | Infusion Pumps, General-Purpose | PUMP VOLUMETRIC INFUSION (STAND ALONE) | Therapeutic | Intermediate | 13-215 | 1 | KKM/JKN/HSA/10-05-01/H/15/1216 | 7245 | 7245 |  | 2026-01-01
1411 | BEMS | P0 | Hospital Shah Alam, Selangor | Jabatan Obstetrik & Ginekologi | Dewan Bersalin (LDU) | Infusion Pumps, General-Purpose | PUMP VOLUMETRIC INFUSION (STAND ALONE) | Therapeutic | Intermediate | 13-215 | 1 | KKM/JKN/HSA/10-05-01/H/15/1217 | 7245 | 7245 |  | 2026-01-01
1412 | BEMS | P0 | Hospital Shah Alam, Selangor | Jabatan Obstetrik & Ginekologi | Dewan Bersalin (LDU) | Infusion Pumps, General-Purpose | PUMP VOLUMETRIC INFUSION (STAND ALONE) | Therapeutic | Intermediate | 13-215 | 1 | KKM/JKN/HSA/10-05-01/H/15/1218 | 7245 | 7245 |  | 2026-01-01
1413 | BEMS | P0 | Hospital Shah Alam, Selangor | Jabatan Obstetrik & Ginekologi | Dewan Bersalin (LDU) | Infusion Pumps, General-Purpose | PUMP VOLUMETRIC INFUSION (STAND ALONE) | Therapeutic | Intermediate | 13-215 | 1 | KKM/JKN/HSA/10-05-01/H/15/1219 | 7245 | 7245 |  | 2026-01-01
1414 | BEMS | P0 | Hospital Shah Alam, Selangor | Jabatan Obstetrik & Ginekologi | Dewan Bersalin (LDU) | Infusion Pumps, General-Purpose | PUMP VOLUMETRIC INFUSION (STAND ALONE) | Therapeutic | Intermediate | 13-215 | 1 | KKM/JKN/HSA/10-05-01/H/15/1220 | 7245 | 7245 |  | 2026-01-01
1415 | BEMS | P0 | Hospital Shah Alam, Selangor | Jabatan Obstetrik & Ginekologi | Pusat Kemasukan Ibu Bersalin (PAC) | Infusion Pumps, General-Purpose | PUMP VOLUMETRIC INFUSION (STAND ALONE) | Therapeutic | Intermediate | 13-215 | 1 | KKM/JKN/HSA/10-05-01/H/15/1221 | 7245 | 7245 |  | 2026-01-01
1416 | BEMS | P0 | Hospital Shah Alam, Selangor | Jabatan Obstetrik & Ginekologi | Pusat Kemasukan Ibu Bersalin (PAC) | Infusion Pumps, General-Purpose | PUMP VOLUMETRIC INFUSION (STAND ALONE) | Therapeutic | Intermediate | 13-215 | 1 | KKM/JKN/HSA/10-05-01/H/15/1222 | 7245 | 7245 |  | 2026-01-01
1417 | BEMS | P0 | Hospital Shah Alam, Selangor | Jabatan Pembedahan Am | Unit Rawatan Perubatan Harian | Infusion Pumps, General-Purpose | PUMP VOLUMETRIC INFUSION (STAND ALONE) | Therapeutic | Intermediate | 13-215 | 1 | KKM/JKN/HSA/10-05-01/H/15/1223 | 7245 | 7245 |  | 2026-01-01
1418 | BEMS | P0 | Hospital Shah Alam, Selangor | Jabatan Pembedahan Am | Unit Rawatan Perubatan Harian | Infusion Pumps, General-Purpose | PUMP VOLUMETRIC INFUSION (STAND ALONE) | Therapeutic | Intermediate | 13-215 | 1 | KKM/JKN/HSA/10-05-01/H/15/1224 | 7245 | 7245 |  | 2026-01-01
1419 | BEMS | P0 | Hospital Shah Alam, Selangor | Jabatan Perubatan Am | Wad Perubatan Lelaki 10A | Infusion Pumps, General-Purpose | PUMP VOLUMETRIC INFUSION (STAND ALONE) | Therapeutic | Intermediate | 13-215 | 1 | KKM/JKN/HSA/10-05-01/H/15/1225 | 7245 | 7245 |  | 2026-01-01
1420 | BEMS | P0 | Hospital Shah Alam, Selangor | Jabatan Perubatan Am | Wad Perubatan Lelaki 10A | Infusion Pumps, General-Purpose | PUMP VOLUMETRIC INFUSION (STAND ALONE) | Therapeutic | Intermediate | 13-215 | 1 | KKM/JKN/HSA/10-05-01/H/15/1226 | 7245 | 7245 |  | 2026-01-01
1421 | BEMS | P0 | Hospital Shah Alam, Selangor | Jabatan Perubatan Am | Wad Perubatan Lelaki 10A | Infusion Pumps, General-Purpose | PUMP VOLUMETRIC INFUSION (STAND ALONE) | Therapeutic | Intermediate | 13-215 | 1 | KKM/JKN/HSA/10-05-01/H/15/1227 | 7245 | 7245 |  | 2026-01-01
1422 | BEMS | P0 | Hospital Shah Alam, Selangor | Jabatan Perubatan Am | Wad Perubatan Lelaki 10A | Infusion Pumps, General-Purpose | PUMP VOLUMETRIC INFUSION (STAND ALONE) | Therapeutic | Intermediate | 13-215 | 1 | KKM/JKN/HSA/10-05-01/H/15/1228 | 7245 | 7245 |  | 2026-01-01
1423 | BEMS | P0 | Hospital Shah Alam, Selangor | Jabatan Perubatan Am | Wad Perubatan Lelaki 10A | Infusion Pumps, General-Purpose | PUMP VOLUMETRIC INFUSION (STAND ALONE) | Therapeutic | Intermediate | 13-215 | 1 | KKM/JKN/HSA/10-05-01/H/15/1229 | 7245 | 7245 |  | 2026-01-01
1424 | BEMS | P0 | Hospital Shah Alam, Selangor | Jabatan Perubatan Am | Wad Perubatan Lelaki 10A | Infusion Pumps, General-Purpose | PUMP VOLUMETRIC INFUSION (STAND ALONE) | Therapeutic | Intermediate | 13-215 | 1 | KKM/JKN/HSA/10-05-01/H/15/1230 | 7245 | 7245 |  | 2026-01-01
1425 | BEMS | P0 | Hospital Shah Alam, Selangor | Jabatan Perubatan Am | Wad Perubatan Lelaki 10A | Infusion Pumps, General-Purpose | PUMP VOLUMETRIC INFUSION (STAND ALONE) | Therapeutic | Intermediate | 13-215 | 1 | KKM/JKN/HSA/10-05-01/H/15/1231 | 7245 | 7245 |  | 2026-01-01
1426 | BEMS | P0 | Hospital Shah Alam, Selangor | Jabatan Perubatan Am | Wad Perubatan Perempuan 10B | Infusion Pumps, General-Purpose | PUMP VOLUMETRIC INFUSION (STAND ALONE) | Therapeutic | Intermediate | 13-215 | 1 | KKM/JKN/HSA/10-05-01/H/15/1232 | 7245 | 7245 |  | 2026-01-01
1427 | BEMS | P0 | Hospital Shah Alam, Selangor | Jabatan Perubatan Am | Wad Perubatan Perempuan 10B | Infusion Pumps, General-Purpose | PUMP VOLUMETRIC INFUSION (STAND ALONE) | Therapeutic | Intermediate | 13-215 | 1 | KKM/JKN/HSA/10-05-01/H/15/1234 | 7245 | 7245 |  | 2026-01-01
1428 | BEMS | P0 | Hospital Shah Alam, Selangor | Jabatan Perubatan Am | Wad Perubatan Perempuan 10B | Infusion Pumps, General-Purpose | PUMP VOLUMETRIC INFUSION (STAND ALONE) | Therapeutic | Intermediate | 13-215 | 1 | KKM/JKN/HSA/10-05-01/H/15/1235 | 7245 | 7245 |  | 2026-01-01
1429 | BEMS | P0 | Hospital Shah Alam, Selangor | Jabatan Perubatan Am | Wad Perubatan Perempuan 10B | Infusion Pumps, General-Purpose | PUMP VOLUMETRIC INFUSION (STAND ALONE) | Therapeutic | Intermediate | 13-215 | 1 | KKM/JKN/HSA/10-05-01/H/15/1236 | 7245 | 7245 |  | 2026-01-01
1430 | BEMS | P0 | Hospital Shah Alam, Selangor | Jabatan Perubatan Am | Wad Perubatan Perempuan 10B | Infusion Pumps, General-Purpose | PUMP VOLUMETRIC INFUSION (STAND ALONE) | Therapeutic | Intermediate | 13-215 | 1 | KKM/JKN/HSA/10-05-01/H/15/1237 | 7245 | 7245 |  | 2026-01-01
1431 | BEMS | P0 | Hospital Shah Alam, Selangor | Jabatan Perubatan Am | Wad Perubatan Perempuan 10B | Infusion Pumps, General-Purpose | PUMP VOLUMETRIC INFUSION (STAND ALONE) | Therapeutic | Intermediate | 13-215 | 1 | KKM/JKN/HSA/10-05-01/H/15/1238 | 7245 | 7245 |  | 2026-01-01
1432 | BEMS | P0 | Hospital Shah Alam, Selangor | Jabatan Obstetrik & Ginekologi | Wad Obstetrik & Ginekologi 8A | Infusion Pumps, General-Purpose | PUMP VOLUMETRIC INFUSION (STAND ALONE) | Therapeutic | Intermediate | 13-215 | 1 | KKM/JKN/HSA/10-05-01/H/15/1239 | 7245 | 7245 |  | 2026-01-01
1433 | BEMS | P0 | Hospital Shah Alam, Selangor | Jabatan Obstetrik & Ginekologi | Wad Obstetrik & Ginekologi 8A | Infusion Pumps, General-Purpose | PUMP VOLUMETRIC INFUSION (STAND ALONE) | Therapeutic | Intermediate | 13-215 | 1 | KKM/JKN/HSA/10-05-01/H/15/1240 | 7245 | 7245 |  | 2026-01-01
1434 | BEMS | P0 | Hospital Shah Alam, Selangor | Jabatan Obstetrik & Ginekologi | Wad Obstetrik & Ginekologi 8A | Infusion Pumps, General-Purpose | PUMP VOLUMETRIC INFUSION (STAND ALONE) | Therapeutic | Intermediate | 13-215 | 1 | KKM/JKN/HSA/10-05-01/H/15/1241 | 7245 | 7245 |  | 2026-01-01
1435 | BEMS | P0 | Hospital Shah Alam, Selangor | Jabatan Obstetrik & Ginekologi | Wad Obstetrik & Ginekologi 8B | Infusion Pumps, General-Purpose | PUMP VOLUMETRIC INFUSION (STAND ALONE) | Therapeutic | Intermediate | 13-215 | 1 | KKM/JKN/HSA/10-05-01/H/15/1242 | 7245 | 7245 |  | 2026-01-01
1436 | BEMS | P0 | Hospital Shah Alam, Selangor | Jabatan Obstetrik & Ginekologi | Wad Obstetrik & Ginekologi 8B | Infusion Pumps, General-Purpose | PUMP VOLUMETRIC INFUSION (STAND ALONE) | Therapeutic | Intermediate | 13-215 | 1 | KKM/JKN/HSA/10-05-01/H/15/1243 | 7245 | 7245 |  | 2026-01-01
1437 | BEMS | P0 | Hospital Shah Alam, Selangor | Jabatan Obstetrik & Ginekologi | Wad Obstetrik & Ginekologi 8B | Infusion Pumps, General-Purpose | PUMP VOLUMETRIC INFUSION (STAND ALONE) | Therapeutic | Intermediate | 13-215 | 1 | KKM/JKN/HSA/10-05-01/H/15/1244 | 7245 | 7245 |  | 2026-01-01
1438 | BEMS | P0 | Hospital Shah Alam, Selangor | Jabatan Ortopedik | Wad Ortopedik | Infusion Pumps, General-Purpose | PUMP VOLUMETRIC INFUSION (STAND ALONE) | Therapeutic | Intermediate | 13-215 | 1 | KKM/JKN/HSA/10-05-01/H/15/1245 | 7245 | 7245 |  | 2026-01-01
1439 | BEMS | P0 | Hospital Shah Alam, Selangor | Jabatan Ortopedik | Wad Ortopedik | Infusion Pumps, General-Purpose | PUMP VOLUMETRIC INFUSION (STAND ALONE) | Therapeutic | Intermediate | 13-215 | 1 | KKM/JKN/HSA/10-05-01/H/15/1246 | 7245 | 7245 |  | 2026-01-01
1440 | BEMS | P0 | Hospital Shah Alam, Selangor | Jabatan Pediatrik | Wad Pediatrik | Infusion Pumps, General-Purpose | PUMP VOLUMETRIC INFUSION (STAND ALONE) | Therapeutic | Intermediate | 13-215 | 1 | KKM/JKN/HSA/10-05-01/H/15/1247 | 7245 | 7245 |  | 2026-01-01
1441 | BEMS | P0 | Hospital Shah Alam, Selangor | Jabatan Pediatrik | Wad Pediatrik | Infusion Pumps, General-Purpose | PUMP VOLUMETRIC INFUSION (STAND ALONE) | Therapeutic | Intermediate | 13-215 | 1 | KKM/JKN/HSA/10-05-01/H/15/1248 | 7245 | 7245 |  | 2026-01-01
1442 | BEMS | P0 | Hospital Shah Alam, Selangor | Jabatan Pediatrik | Wad Pediatrik | Infusion Pumps, General-Purpose | PUMP VOLUMETRIC INFUSION (STAND ALONE) | Therapeutic | Intermediate | 13-215 | 1 | KKM/JKN/HSA/10-05-01/H/15/1249 | 7245 | 7245 |  | 2026-01-01
1443 | BEMS | P0 | Hospital Shah Alam, Selangor | Jabatan Pediatrik | Wad Pediatrik | Infusion Pumps, General-Purpose | PUMP VOLUMETRIC INFUSION (STAND ALONE) | Therapeutic | Intermediate | 13-215 | 1 | KKM/JKN/HSA/10-05-01/H/15/1250 | 7245 | 7245 |  | 2026-01-01
1444 | BEMS | P0 | Hospital Shah Alam, Selangor | Jabatan Pediatrik | Wad Pediatrik | Infusion Pumps, General-Purpose | PUMP VOLUMETRIC INFUSION (STAND ALONE) | Therapeutic | Intermediate | 13-215 | 1 | KKM/JKN/HSA/10-05-01/H/15/1251 | 7245 | 7245 |  | 2026-01-01
1445 | BEMS | P0 | Hospital Shah Alam, Selangor | Jabatan Pediatrik | Wad Pediatrik | Infusion Pumps, General-Purpose | PUMP VOLUMETRIC INFUSION (STAND ALONE) | Therapeutic | Intermediate | 13-215 | 1 | KKM/JKN/HSA/10-05-01/H/15/1252 | 7245 | 7245 |  | 2026-01-01
1446 | BEMS | P0 | Hospital Shah Alam, Selangor | Jabatan Pediatrik | Wad Pediatrik | Infusion Pumps, General-Purpose | PUMP VOLUMETRIC INFUSION (STAND ALONE) | Therapeutic | Intermediate | 13-215 | 1 | KKM/JKN/HSA/10-05-01/H/15/1253 | 7245 | 7245 |  | 2026-01-01
1447 | BEMS | P0 | Hospital Shah Alam, Selangor | Jabatan Pediatrik | Wad Pediatrik | Infusion Pumps, General-Purpose | PUMP VOLUMETRIC INFUSION (STAND ALONE) | Therapeutic | Intermediate | 13-215 | 1 | KKM/JKN/HSA/10-05-01/H/15/1254 | 7245 | 7245 |  | 2026-01-01
1448 | BEMS | P0 | Hospital Shah Alam, Selangor | Jabatan Pembedahan Am | Wad Pembedahan Lelaki 9A | Infusion Pumps, General-Purpose | PUMP VOLUMETRIC INFUSION (STAND ALONE) | Therapeutic | Intermediate | 13-215 | 1 | KKM/JKN/HSA/10-05-01/H/15/1263 | 7245 | 7245 |  | 2026-01-01
1449 | BEMS | P0 | Hospital Shah Alam, Selangor | Jabatan Pembedahan Am | Wad Pembedahan Lelaki 9A | Infusion Pumps, General-Purpose | PUMP VOLUMETRIC INFUSION (STAND ALONE) | Therapeutic | Intermediate | 13-215 | 1 | KKM/JKN/HSA/10-05-01/H/15/1264 | 7245 | 7245 |  | 2026-01-01
1450 | BEMS | P0 | Hospital Shah Alam, Selangor | Jabatan Pembedahan Am | Wad Pembedahan Lelaki 9A | Infusion Pumps, General-Purpose | PUMP VOLUMETRIC INFUSION (STAND ALONE) | Therapeutic | Intermediate | 13-215 | 1 | KKM/JKN/HSA/10-05-01/H/15/1265 | 7245 | 7245 |  | 2026-01-01
1451 | BEMS | P0 | Hospital Shah Alam, Selangor | Jabatan Pembedahan Am | Wad Pembedahan Perempuan 9B | Infusion Pumps, General-Purpose | PUMP VOLUMETRIC INFUSION (STAND ALONE) | Therapeutic | Intermediate | 13-215 | 1 | KKM/JKN/HSA/10-05-01/H/15/1266 | 7245 | 7245 |  | 2026-01-01
1452 | BEMS | P0 | Hospital Shah Alam, Selangor | Jabatan Pembedahan Am | Wad Pembedahan Perempuan 9B | Infusion Pumps, General-Purpose | PUMP VOLUMETRIC INFUSION (STAND ALONE) | Therapeutic | Intermediate | 13-215 | 1 | KKM/JKN/HSA/10-05-01/H/15/1267 | 7245 | 7245 |  | 2026-01-01
1453 | BEMS | P0 | Hospital Shah Alam, Selangor | Jabatan Pembedahan Am | Wad Pembedahan Perempuan 9B | Infusion Pumps, General-Purpose | PUMP VOLUMETRIC INFUSION (STAND ALONE) | Therapeutic | Intermediate | 13-215 | 1 | KKM/JKN/HSA/10-05-01/H/15/1268 | 7245 | 7245 |  | 2026-01-01
1454 | BEMS | P0 | Hospital Shah Alam, Selangor | Jabatan Perubatan Am | Wad Perubatan Lelaki 10A | Infusion Pumps, General-Purpose | PUMP VOLUMETRIC INFUSION (STAND ALONE) | Therapeutic | Intermediate | 13-215 | 1 | KKM/JKN/HSA/10-05-01/H/15/4251 | 7245 | 7245 |  | 2026-01-01
1455 | BEMS | P0 | Hospital Shah Alam, Selangor | Jabatan Perubatan Am | Wad Eksekutif & VIP | Infusion Pumps, General-Purpose | PUMP VOLUMETRIC INFUSION (STAND ALONE) | Therapeutic | Intermediate | 13-215 | 1 | KKM/JKN/HSA/10-05-01/H/15/4939 | 7245 | 7245 |  | 2026-01-01
1456 | BEMS | P0 | Hospital Shah Alam, Selangor | Jabatan Perubatan Am | Wad Eksekutif & VIP | Infusion Pumps, General-Purpose | PUMP VOLUMETRIC INFUSION (STAND ALONE) | Therapeutic | Intermediate | 13-215 | 1 | KKM/JKN/HSA/10-05-01/H/15/4940 | 7245 | 7245 |  | 2026-01-01
1457 | BEMS | P0 | Hospital Shah Alam, Selangor | Jabatan Anestesiologi & Rawatan Kritikal | Unit Rawatan Rapi (ICU) | Infusion Pumps, General-Purpose | PCA AMBULATORY | Therapeutic | Intermediate | 13-215 | 1 | KKM/JKN/HSA/10-05-01/H/15/4219 | 6500 | 6500 |  | 2026-01-01
1458 | BEMS | P0 | Hospital Shah Alam, Selangor | Jabatan Anestesiologi & Rawatan Kritikal | Unit Rawatan Rapi (ICU) | Infusion Pumps, General-Purpose | PCA AMBULATORY | Therapeutic | Intermediate | 13-215 | 1 | KKM/JKN/HSA/10-05-01/H/15/4220 | 6500 | 6500 |  | 2026-01-01
1459 | BEMS | P0 | Hospital Shah Alam, Selangor | Jabatan Anestesiologi & Rawatan Kritikal | Unit Rawatan Rapi (ICU) | Infusion Pumps, General-Purpose | PCA AMBULATORY | Therapeutic | Intermediate | 13-215 | 1 | KKM/JKN/HSA/10-05-01/H/15/4221 | 6500 | 6500 |  | 2026-01-01
1460 | BEMS | P0 | Hospital Shah Alam, Selangor | Jabatan Anestesiologi & Rawatan Kritikal | Unit Rawatan Rapi (ICU) | Infusion Pumps, General-Purpose | PCA AMBULATORY | Therapeutic | Intermediate | 13-215 | 1 | KKM/JKN/HSA/10-05-01/H/15/4222 | 6500 | 6500 |  | 2026-01-01
1461 | BEMS | P0 | Hospital Shah Alam, Selangor | Jabatan Anestesiologi & Rawatan Kritikal | Unit Rawatan Rapi (ICU) | Infusion Pumps, General-Purpose | PCA AMBULATORY | Therapeutic | Intermediate | 13-215 | 1 | KKM/JKN/HSA/10-05-01/H/15/4223 | 6500 | 6500 |  | 2026-01-01
1462 | BEMS | P0 | Hospital Shah Alam, Selangor | Jabatan Obstetrik & Ginekologi | Dewan Bedah Bersalin (MOT) | Infusion Pumps, Syringe | ANESTHESIA PUMP SYRINGE (STAND ALONE) | Therapeutic | Intermediate | 13-217 | 1 | KKM/JKN/HSA/10-05-01/H/15/941 | 11283 | 11283 |  | 2026-01-01
1463 | BEMS | P0 | Hospital Shah Alam, Selangor | Jabatan Anestesiologi & Rawatan Kritikal | Dewan Bedah Utama (GOT) | Infusion Pumps, Syringe | ANESTHESIA PUMP SYRINGE (STAND ALONE) | Therapeutic | Intermediate | 13-217 | 1 | KKM/JKN/HSA/10-05-01/H/15/942 | 11283 | 11283 |  | 2026-01-01
1464 | BEMS | P0 | Hospital Shah Alam, Selangor | Jabatan Anestesiologi & Rawatan Kritikal | Dewan Bedah Utama (GOT) | Infusion Pumps, Syringe | ANESTHESIA PUMP SYRINGE (STAND ALONE) | Therapeutic | Intermediate | 13-217 | 1 | KKM/JKN/HSA/10-05-01/H/15/943 | 11283 | 11283 |  | 2026-01-01
1465 | BEMS | P0 | Hospital Shah Alam, Selangor | Jabatan Anestesiologi & Rawatan Kritikal | Dewan Bedah Utama (GOT) | Infusion Pumps, Syringe | ANESTHESIA PUMP SYRINGE (STAND ALONE) | Therapeutic | Intermediate | 13-217 | 1 | KKM/JKN/HSA/10-05-01/H/15/944 | 11283 | 11283 |  | 2026-01-01
1466 | BEMS | P0 | Hospital Shah Alam, Selangor | Jabatan Anestesiologi & Rawatan Kritikal | Dewan Bedah Utama (GOT) | Infusion Pumps, Syringe | ANESTHESIA PUMP SYRINGE (STAND ALONE) | Therapeutic | Intermediate | 13-217 | 1 | KKM/JKN/HSA/10-05-01/H/15/945 | 11283 | 11283 |  | 2026-01-01
1467 | BEMS | P0 | Hospital Shah Alam, Selangor | Jabatan Obstetrik & Ginekologi | Dewan Bedah Bersalin (MOT) | Infusion Pumps, Syringe | PUMP SYRINGE BASIC (STAND ALONE) | Therapeutic | Intermediate | 13-217 | 1 | KKM/JKN/HSA/10-05-01/H/15/2233 | 2700 | 2700 |  | 2026-01-01
1468 | BEMS | P0 | Hospital Shah Alam, Selangor | Jabatan Obstetrik & Ginekologi | Dewan Bedah Bersalin (MOT) | Infusion Pumps, Syringe | PUMP SYRINGE BASIC (STAND ALONE) | Therapeutic | Intermediate | 13-217 | 1 | KKM/JKN/HSA/10-05-01/H/15/2234 | 2700 | 2700 |  | 2026-01-01
1469 | BEMS | P0 | Hospital Shah Alam, Selangor | Jabatan Obstetrik & Ginekologi | Dewan Bedah Bersalin (MOT) | Infusion Pumps, Syringe | PUMP SYRINGE BASIC (STAND ALONE) | Therapeutic | Intermediate | 13-217 | 1 | KKM/JKN/HSA/10-05-01/H/15/2235 | 2700 | 2700 |  | 2026-01-01
1470 | BEMS | P0 | Hospital Shah Alam, Selangor | Jabatan Obstetrik & Ginekologi | Dewan Bedah Bersalin (MOT) | Infusion Pumps, Syringe | PUMP SYRINGE BASIC (STAND ALONE) | Therapeutic | Intermediate | 13-217 | 1 | KKM/JKN/HSA/10-05-01/H/15/2236 | 2700 | 2700 |  | 2026-01-01
1471 | BEMS | P0 | Hospital Shah Alam, Selangor | Jabatan Obstetrik & Ginekologi | Dewan Bedah Bersalin (MOT) | Infusion Pumps, Syringe | PUMP SYRINGE BASIC (STAND ALONE) | Therapeutic | Intermediate | 13-217 | 1 | KKM/JKN/HSA/10-05-01/H/15/2237 | 2700 | 2700 |  | 2026-01-01
1472 | BEMS | P0 | Hospital Shah Alam, Selangor | Jabatan Perubatan Am | Wad Perubatan Lelaki 10A | Infusion Pumps, Syringe | PUMP SYRINGE BASIC (STAND ALONE) | Therapeutic | Intermediate | 13-217 | 1 | KKM/JKN/HSA/10-05-01/H/15/2238 | 2700 | 2700 |  | 2026-01-01
1473 | BEMS | P0 | Hospital Shah Alam, Selangor | Jabatan Perubatan Am | Wad Perubatan Lelaki 10A | Infusion Pumps, Syringe | PUMP SYRINGE BASIC (STAND ALONE) | Therapeutic | Intermediate | 13-217 | 1 | KKM/JKN/HSA/10-05-01/H/15/2239 | 2700 | 2700 |  | 2026-01-01
1474 | BEMS | P0 | Hospital Shah Alam, Selangor | Jabatan Perubatan Am | Wad Perubatan Lelaki 10A | Infusion Pumps, Syringe | PUMP SYRINGE BASIC (STAND ALONE) | Therapeutic | Intermediate | 13-217 | 1 | KKM/JKN/HSA/10-05-01/H/15/2240 | 2700 | 2700 |  | 2026-01-01
1475 | BEMS | P0 | Hospital Shah Alam, Selangor | Jabatan Perubatan Am | Wad Perubatan Lelaki 10A | Infusion Pumps, Syringe | PUMP SYRINGE BASIC (STAND ALONE) | Therapeutic | Intermediate | 13-217 | 1 | KKM/JKN/HSA/10-05-01/H/15/2241 | 2700 | 2700 |  | 2026-01-01
1476 | BEMS | P0 | Hospital Shah Alam, Selangor | Jabatan Perubatan Am | Wad Perubatan Lelaki 10A | Infusion Pumps, Syringe | PUMP SYRINGE BASIC (STAND ALONE) | Therapeutic | Intermediate | 13-217 | 1 | KKM/JKN/HSA/10-05-01/H/15/2242 | 2700 | 2700 |  | 2026-01-01
1477 | BEMS | P0 | Hospital Shah Alam, Selangor | Jabatan Perubatan Am | Wad Perubatan Perempuan 10B | Infusion Pumps, Syringe | PUMP SYRINGE BASIC (STAND ALONE) | Therapeutic | Intermediate | 13-217 | 1 | KKM/JKN/HSA/10-05-01/H/15/2243 | 2700 | 2700 |  | 2026-01-01
1478 | BEMS | P0 | Hospital Shah Alam, Selangor | Jabatan Perubatan Am | Wad Perubatan Perempuan 10B | Infusion Pumps, Syringe | PUMP SYRINGE BASIC (STAND ALONE) | Therapeutic | Intermediate | 13-217 | 1 | KKM/JKN/HSA/10-05-01/H/15/2244 | 2700 | 2700 |  | 2026-01-01
1479 | BEMS | P0 | Hospital Shah Alam, Selangor | Jabatan Perubatan Am | Wad Perubatan Perempuan 10B | Infusion Pumps, Syringe | PUMP SYRINGE BASIC (STAND ALONE) | Therapeutic | Intermediate | 13-217 | 1 | KKM/JKN/HSA/10-05-01/H/15/2245 | 2700 | 2700 |  | 2026-01-01
1480 | BEMS | P0 | Hospital Shah Alam, Selangor | Jabatan Perubatan Am | Wad Perubatan Perempuan 10B | Infusion Pumps, Syringe | PUMP SYRINGE BASIC (STAND ALONE) | Therapeutic | Intermediate | 13-217 | 1 | KKM/JKN/HSA/10-05-01/H/15/2246 | 2700 | 2700 |  | 2026-01-01
1481 | BEMS | P0 | Hospital Shah Alam, Selangor | Jabatan Perubatan Am | Wad Perubatan Perempuan 10B | Infusion Pumps, Syringe | PUMP SYRINGE BASIC (STAND ALONE) | Therapeutic | Intermediate | 13-217 | 1 | KKM/JKN/HSA/10-05-01/H/15/2247 | 2700 | 2700 |  | 2026-01-01
1482 | BEMS | P0 | Hospital Shah Alam, Selangor | Jabatan Obstetrik & Ginekologi | Wad Obstetrik & Ginekologi 8A | Infusion Pumps, Syringe | PUMP SYRINGE BASIC (STAND ALONE) | Therapeutic | Intermediate | 13-217 | 1 | KKM/JKN/HSA/10-05-01/H/15/2248 | 2700 | 2700 |  | 2026-01-01
1483 | BEMS | P0 | Hospital Shah Alam, Selangor | Jabatan Obstetrik & Ginekologi | Wad Obstetrik & Ginekologi 8A | Infusion Pumps, Syringe | PUMP SYRINGE BASIC (STAND ALONE) | Therapeutic | Intermediate | 13-217 | 1 | KKM/JKN/HSA/10-05-01/H/15/2249 | 2700 | 2700 |  | 2026-01-01
1484 | BEMS | P0 | Hospital Shah Alam, Selangor | Jabatan Obstetrik & Ginekologi | Wad Obstetrik & Ginekologi 8A | Infusion Pumps, Syringe | PUMP SYRINGE BASIC (STAND ALONE) | Therapeutic | Intermediate | 13-217 | 1 | KKM/JKN/HSA/10-05-01/H/15/2250 | 2700 | 2700 |  | 2026-01-01
1485 | BEMS | P0 | Hospital Shah Alam, Selangor | Jabatan Obstetrik & Ginekologi | Wad Obstetrik & Ginekologi 8B | Infusion Pumps, Syringe | PUMP SYRINGE BASIC (STAND ALONE) | Therapeutic | Intermediate | 13-217 | 1 | KKM/JKN/HSA/10-05-01/H/15/2252 | 2700 | 2700 |  | 2026-01-01
1486 | BEMS | P0 | Hospital Shah Alam, Selangor | Jabatan Obstetrik & Ginekologi | Wad Obstetrik & Ginekologi 8B | Infusion Pumps, Syringe | PUMP SYRINGE BASIC (STAND ALONE) | Therapeutic | Intermediate | 13-217 | 1 | KKM/JKN/HSA/10-05-01/H/15/2253 | 2700 | 2700 |  | 2026-01-01
1487 | BEMS | P0 | Hospital Shah Alam, Selangor | Jabatan Obstetrik & Ginekologi | Wad Obstetrik & Ginekologi 8B | Infusion Pumps, Syringe | PUMP SYRINGE BASIC (STAND ALONE) | Therapeutic | Intermediate | 13-217 | 1 | KKM/JKN/HSA/10-05-01/H/15/2254 | 2700 | 2700 |  | 2026-01-01
1488 | BEMS | P0 | Hospital Shah Alam, Selangor | Jabatan Obstetrik & Ginekologi | Wad Obstetrik & Ginekologi 8B | Infusion Pumps, Syringe | PUMP SYRINGE BASIC (STAND ALONE) | Therapeutic | Intermediate | 13-217 | 1 | KKM/JKN/HSA/10-05-01/H/15/2255 | 2700 | 2700 |  | 2026-01-01
1489 | BEMS | P0 | Hospital Shah Alam, Selangor | Jabatan Ortopedik | Wad Ortopedik | Infusion Pumps, Syringe | PUMP SYRINGE BASIC (STAND ALONE) | Therapeutic | Intermediate | 13-217 | 1 | KKM/JKN/HSA/10-05-01/H/15/2256 | 2700 | 2700 |  | 2026-01-01
1490 | BEMS | P0 | Hospital Shah Alam, Selangor | Jabatan Ortopedik | Wad Ortopedik | Infusion Pumps, Syringe | PUMP SYRINGE BASIC (STAND ALONE) | Therapeutic | Intermediate | 13-217 | 1 | KKM/JKN/HSA/10-05-01/H/15/2257 | 2700 | 2700 |  | 2026-01-01
1491 | BEMS | P0 | Hospital Shah Alam, Selangor | Jabatan Ortopedik | Wad Ortopedik | Infusion Pumps, Syringe | PUMP SYRINGE BASIC (STAND ALONE) | Therapeutic | Intermediate | 13-217 | 1 | KKM/JKN/HSA/10-05-01/H/15/2258 | 2700 | 2700 |  | 2026-01-01
1492 | BEMS | P0 | Hospital Shah Alam, Selangor | Jabatan Ortopedik | Wad Ortopedik | Infusion Pumps, Syringe | PUMP SYRINGE BASIC (STAND ALONE) | Therapeutic | Intermediate | 13-217 | 1 | KKM/JKN/HSA/10-05-01/H/15/2259 | 2700 | 2700 |  | 2026-01-01
1493 | BEMS | P0 | Hospital Shah Alam, Selangor | Jabatan Pembedahan Am | Wad Pembedahan Lelaki 9A | Infusion Pumps, Syringe | PUMP SYRINGE BASIC (STAND ALONE) | Therapeutic | Intermediate | 13-217 | 1 | KKM/JKN/HSA/10-05-01/H/15/2260 | 2700 | 2700 |  | 2026-01-01
1494 | BEMS | P0 | Hospital Shah Alam, Selangor | Jabatan Perubatan Am | Wad Eksekutif & VIP | Infusion Pumps, Syringe | PUMP SYRINGE BASIC (STAND ALONE) | Therapeutic | Intermediate | 13-217 | 1 | KKM/JKN/HSA/10-05-01/H/15/2268 | 2700 | 2700 |  | 2026-01-01
1495 | BEMS | P0 | Hospital Shah Alam, Selangor | Jabatan Perubatan Am | Wad Eksekutif & VIP | Infusion Pumps, Syringe | PUMP SYRINGE BASIC (STAND ALONE) | Therapeutic | Intermediate | 13-217 | 1 | KKM/JKN/HSA/10-05-01/H/15/2269 | 2700 | 2700 |  | 2026-01-01
1496 | BEMS | P0 | Hospital Shah Alam, Selangor | Jabatan Perubatan Am | Wad Eksekutif & VIP | Infusion Pumps, Syringe | PUMP SYRINGE BASIC (STAND ALONE) | Therapeutic | Intermediate | 13-217 | 1 | KKM/JKN/HSA/10-05-01/H/15/2270 | 2700 | 2700 |  | 2026-01-01
1497 | BEMS | P0 | Hospital Shah Alam, Selangor | Jabatan Perubatan Am | Wad Eksekutif & VIP | Infusion Pumps, Syringe | PUMP SYRINGE BASIC (STAND ALONE) | Therapeutic | Intermediate | 13-217 | 1 | KKM/JKN/HSA/10-05-01/H/15/2271 | 2700 | 2700 |  | 2026-01-01
1498 | BEMS | P0 | Hospital Shah Alam, Selangor | Jabatan Pembedahan Am | Unit Rawatan Perubatan Harian | Infusion Pumps, Syringe | PUMP SYRINGE BASIC (STAND ALONE) | Therapeutic | Intermediate | 13-217 | 1 | KKM/JKN/HSA/10-05-01/H/15/4054 | 2700 | 2700 |  | 2026-01-01
1499 | BEMS | P0 | Hospital Shah Alam, Selangor | Jabatan Pembedahan Am | Unit Rawatan Perubatan Harian | Infusion Pumps, Syringe | PUMP SYRINGE BASIC (STAND ALONE) | Therapeutic | Intermediate | 13-217 | 1 | KKM/JKN/HSA/10-05-01/H/15/4055 | 2700 | 2700 |  | 2026-01-01
1500 | BEMS | P0 | Hospital Shah Alam, Selangor | Jabatan Kecemasan & Trauma | Jabatan Kecemasan & Trauma | Aspirators | SUCTION UNIT 1 X 2L JAR MOBILE | Therapeutic | Basic | 10-208 | 1 | KKM/JKN/HSA/10-05-01/H/15/2121 | 3386.5 | 3386.5 |  | 2026-01-01
1501 | BEMS | P0 | Hospital Shah Alam, Selangor | Jabatan Kecemasan & Trauma | Jabatan Kecemasan & Trauma | Aspirators | SUCTION UNIT 1 X 2L JAR MOBILE | Therapeutic | Basic | 10-208 | 1 | KKM/JKN/HSA/10-05-01/H/15/2122 | 3386.5 | 3386.5 |  | 2026-01-01
1502 | BEMS | P0 | Hospital Shah Alam, Selangor | Jabatan Kecemasan & Trauma | Jabatan Kecemasan & Trauma | Aspirators | SUCTION UNIT 1 X 2L JAR MOBILE | Therapeutic | Basic | 10-208 | 1 | KKM/JKN/HSA/10-05-01/H/15/2123 | 3386.5 | 3386.5 |  | 2026-01-01
1503 | BEMS | P0 | Hospital Shah Alam, Selangor | Unit Hemodialisis | Unit Hemodialisis | Aspirators | SUCTION UNIT 1 X 2L JAR MOBILE | Therapeutic | Basic | 10-208 | 1 | KKM/JKN/HSA/10-05-01/H/15/2146 | 3386.5 | 3386.5 |  | 2026-01-01
1504 | BEMS | P0 | Hospital Shah Alam, Selangor | Jabatan Anestesiologi & Rawatan Kritikal | High Dependency Ward (HDW) | Aspirators | SUCTION UNIT 1 X 2L JAR MOBILE | Therapeutic | Basic | 10-208 | 1 | KKM/JKN/HSA/10-05-01/H/15/2147 | 3386.5 | 3386.5 |  | 2026-01-01
1505 | BEMS | P0 | Hospital Shah Alam, Selangor | Jabatan Obstetrik & Ginekologi | Dewan Bedah Bersalin (MOT) | Aspirators | SUCTION UNIT 1 X 2L JAR MOBILE | Therapeutic | Basic | 10-208 | 1 | KKM/JKN/HSA/10-05-01/H/15/2148 | 3386.5 | 3386.5 |  | 2026-01-01
1506 | BEMS | P0 | Hospital Shah Alam, Selangor | Jabatan Anestesiologi & Rawatan Kritikal | Dewan Bedah Utama (GOT) | Aspirators | SUCTION UNIT 1 X 2L JAR MOBILE | Therapeutic | Basic | 10-208 | 1 | KKM/JKN/HSA/10-05-01/H/15/2149 | 3386.5 | 3386.5 |  | 2026-01-01
1507 | BEMS | P0 | Hospital Shah Alam, Selangor | Jabatan Anestesiologi & Rawatan Kritikal | Dewan Bedah Utama (GOT) | Aspirators | SUCTION UNIT 1 X 2L JAR MOBILE | Therapeutic | Basic | 10-208 | 1 | KKM/JKN/HSA/10-05-01/H/15/2150 | 3386.5 | 3386.5 |  | 2026-01-01
1508 | BEMS | P0 | Hospital Shah Alam, Selangor | Jabatan Pembedahan Am | Klinik Pembedahan Am | Aspirators | SUCTION UNIT 1 X 2L JAR MOBILE | Therapeutic | Basic | 10-208 | 1 | KKM/JKN/HSA/10-05-01/H/15/2152 | 3386.5 | 3386.5 |  | 2026-01-01
1509 | BEMS | P0 | Hospital Shah Alam, Selangor | Jabatan Perubatan Am | Wad Perubatan Lelaki 10A | Aspirators | SUCTION UNIT 1 X 2L JAR MOBILE | Therapeutic | Basic | 10-208 | 1 | KKM/JKN/HSA/10-05-01/H/15/2154 | 3386.5 | 3386.5 |  | 2026-01-01
1510 | BEMS | P0 | Hospital Shah Alam, Selangor | Jabatan Perubatan Am | Wad Perubatan Lelaki 10A | Aspirators | SUCTION UNIT 1 X 2L JAR MOBILE | Therapeutic | Basic | 10-208 | 1 | KKM/JKN/HSA/10-05-01/H/15/2155 | 3386.5 | 3386.5 |  | 2026-01-01
1511 | BEMS | P0 | Hospital Shah Alam, Selangor | Jabatan Perubatan Am | Wad Perubatan Lelaki 10A | Aspirators | SUCTION UNIT 1 X 2L JAR MOBILE | Therapeutic | Basic | 10-208 | 1 | KKM/JKN/HSA/10-05-01/H/15/2162 | 3386.5 | 3386.5 |  | 2026-01-01
1512 | BEMS | P0 | Hospital Shah Alam, Selangor | Jabatan Perubatan Am | Wad Perubatan Perempuan 10B | Aspirators | SUCTION UNIT 1 X 2L JAR MOBILE | Therapeutic | Basic | 10-208 | 1 | KKM/JKN/HSA/10-05-01/H/15/2170 | 3386.5 | 3386.5 |  | 2026-01-01
1513 | BEMS | P0 | Hospital Shah Alam, Selangor | Jabatan Perubatan Am | Wad Perubatan Perempuan 10B | Aspirators | SUCTION UNIT 1 X 2L JAR MOBILE | Therapeutic | Basic | 10-208 | 1 | KKM/JKN/HSA/10-05-01/H/15/2171 | 3386.5 | 3386.5 |  | 2026-01-01
1514 | BEMS | P0 | Hospital Shah Alam, Selangor | Jabatan Perubatan Am | Wad Perubatan Perempuan 10B | Aspirators | SUCTION UNIT 1 X 2L JAR MOBILE | Therapeutic | Basic | 10-208 | 1 | KKM/JKN/HSA/10-05-01/H/15/2172 | 3386.5 | 3386.5 |  | 2026-01-01
1515 | BEMS | P0 | Hospital Shah Alam, Selangor | Jabatan Obstetrik & Ginekologi | Wad Obstetrik & Ginekologi 8A | Aspirators | SUCTION UNIT 1 X 2L JAR MOBILE | Therapeutic | Basic | 10-208 | 1 | KKM/JKN/HSA/10-05-01/H/15/2173 | 3386.5 | 3386.5 |  | 2026-01-01
1516 | BEMS | P0 | Hospital Shah Alam, Selangor | Jabatan Obstetrik & Ginekologi | Wad Obstetrik & Ginekologi 8B | Aspirators | SUCTION UNIT 1 X 2L JAR MOBILE | Therapeutic | Basic | 10-208 | 1 | KKM/JKN/HSA/10-05-01/H/15/2174 | 3386.5 | 3386.5 |  | 2026-01-01
1517 | BEMS | P0 | Hospital Shah Alam, Selangor | Jabatan Ortopedik | Wad Ortopedik | Aspirators | SUCTION UNIT 1 X 2L JAR MOBILE | Therapeutic | Basic | 10-208 | 1 | KKM/JKN/HSA/10-05-01/H/15/2175 | 3386.5 | 3386.5 |  | 2026-01-01
1518 | BEMS | P0 | Hospital Shah Alam, Selangor | Jabatan Ortopedik | Wad Ortopedik | Aspirators | SUCTION UNIT 1 X 2L JAR MOBILE | Therapeutic | Basic | 10-208 | 1 | KKM/JKN/HSA/10-05-01/H/15/2176 | 3386.5 | 3386.5 |  | 2026-01-01
1519 | BEMS | P0 | Hospital Shah Alam, Selangor | Jabatan Ortopedik | Wad Ortopedik | Aspirators | SUCTION UNIT 1 X 2L JAR MOBILE | Therapeutic | Basic | 10-208 | 1 | KKM/JKN/HSA/10-05-01/H/15/2177 | 3386.5 | 3386.5 |  | 2026-01-01
1520 | BEMS | P0 | Hospital Shah Alam, Selangor | Jabatan Pembedahan Am | Wad Pembedahan Perempuan 9B | Aspirators | SUCTION UNIT 1 X 2L JAR MOBILE | Therapeutic | Basic | 10-208 | 1 | KKM/JKN/HSA/10-05-01/H/15/2182 | 3386.5 | 3386.5 |  | 2026-01-01
1521 | BEMS | P0 | Hospital Shah Alam, Selangor | Jabatan Pembedahan Am | Wad Pembedahan Perempuan 9B | Aspirators | SUCTION UNIT 1 X 2L JAR MOBILE | Therapeutic | Basic | 10-208 | 1 | KKM/JKN/HSA/10-05-01/H/15/2183 | 3386.5 | 3386.5 |  | 2026-01-01
1522 | BEMS | P0 | Hospital Shah Alam, Selangor | Jabatan Pembedahan Am | Wad Pembedahan Perempuan 9B | Aspirators | SUCTION UNIT 1 X 2L JAR MOBILE | Therapeutic | Basic | 10-208 | 1 | KKM/JKN/HSA/10-05-01/H/15/2184 | 3386.5 | 3386.5 |  | 2026-01-01
1523 | BEMS | P0 | Hospital Shah Alam, Selangor | Jabatan Kecemasan & Trauma | Jabatan Kecemasan & Trauma | Aspirators, Surgical | SUCTION UNIT 2 X 2L JAR MOBILE | Therapeutic | Basic | 10-217 | 1 | KKM/JKN/HSA/10-05-01/H/15/1125 | 12150 | 12150 |  | 2026-01-01
1524 | BEMS | P0 | Hospital Shah Alam, Selangor | Jabatan Obstetrik & Ginekologi | Dewan Bedah Bersalin (MOT) | Aspirators, Surgical | SUCTION UNIT 2 X 2L JAR MOBILE | Therapeutic | Basic | 10-217 | 1 | KKM/JKN/HSA/10-05-01/H/15/1126 | 12150 | 12150 |  | 2026-01-01
1525 | BEMS | P0 | Hospital Shah Alam, Selangor | Jabatan Obstetrik & Ginekologi | Dewan Bedah Bersalin (MOT) | Aspirators, Surgical | SUCTION UNIT 2 X 2L JAR MOBILE | Therapeutic | Basic | 10-217 | 1 | KKM/JKN/HSA/10-05-01/H/15/1127 | 12150 | 12150 |  | 2026-01-01
1526 | BEMS | P0 | Hospital Shah Alam, Selangor | Jabatan Perubatan Rehabilitasi | Jabatan Perubatan Rehabilitasi | Aspirators | SUCTION UNIT 2 X 2L JAR MOBILE | Therapeutic | Basic | 10-208 | 1 | KKM/JKN/HSA/10-05-01/H/15/1128 | 12150 | 12150 |  | 2026-01-01
1527 | BEMS | P0 | Hospital Shah Alam, Selangor | Jabatan Bedah Mulut & Pergigian Pediatrik | Klinik Bedah Mulut & Klinik Pergigian Pediatrik | Aspirators | SUCTION UNIT 2 X 2L JAR MOBILE | Therapeutic | Basic | 10-208 | 1 | KKM/JKN/HSA/10-05-01/H/15/1129 | 12150 | 12150 |  | 2026-01-01
1528 | BEMS | P0 | Hospital Shah Alam, Selangor | Jabatan Anestesiologi & Rawatan Kritikal | Dewan Bedah Utama (GOT) | Aspirators | SUCTION UNIT 2 X 2L JAR MOBILE | Therapeutic | Basic | 10-208 | 1 | KKM/JKN/HSA/10-05-01/H/15/1130 | 12150 | 12150 |  | 2026-01-01
1529 | BEMS | P0 | Hospital Shah Alam, Selangor | Jabatan Anestesiologi & Rawatan Kritikal | Dewan Bedah Utama (GOT) | Aspirators | SUCTION UNIT 2 X 2L JAR MOBILE | Therapeutic | Basic | 10-208 | 1 | KKM/JKN/HSA/10-05-01/H/15/1131 | 12150 | 12150 |  | 2026-01-01
1530 | BEMS | P0 | Hospital Shah Alam, Selangor | Jabatan Anestesiologi & Rawatan Kritikal | Dewan Bedah Utama (GOT) | Aspirators | SUCTION UNIT 2 X 2L JAR MOBILE | Therapeutic | Basic | 10-208 | 1 | KKM/JKN/HSA/10-05-01/H/15/1132 | 12150 | 12150 |  | 2026-01-01
1531 | BEMS | P0 | Hospital Shah Alam, Selangor | Jabatan Anestesiologi & Rawatan Kritikal | Dewan Bedah Utama (GOT) | Aspirators | SUCTION UNIT 2 X 2L JAR MOBILE | Therapeutic | Basic | 10-208 | 1 | KKM/JKN/HSA/10-05-01/H/15/1134 | 12150 | 12150 |  | 2026-01-01
1532 | BEMS | P0 | Hospital Shah Alam, Selangor | Jabatan Anestesiologi & Rawatan Kritikal | Dewan Bedah Utama (GOT) | Aspirators | SUCTION UNIT 2 X 2L JAR MOBILE | Therapeutic | Basic | 10-208 | 1 | KKM/JKN/HSA/10-05-01/H/15/1135 | 12150 | 12150 |  | 2026-01-01
1533 | BEMS | P0 | Hospital Shah Alam, Selangor | Jabatan Anestesiologi & Rawatan Kritikal | Dewan Bedah Utama (GOT) | Aspirators | SUCTION UNIT 2 X 2L JAR MOBILE | Therapeutic | Basic | 10-208 | 1 | KKM/JKN/HSA/10-05-01/H/15/1136 | 12150 | 12150 |  | 2026-01-01
1534 | BEMS | P0 | Hospital Shah Alam, Selangor | Jabatan Anestesiologi & Rawatan Kritikal | Dewan Bedah Utama (GOT) | Aspirators | SUCTION UNIT 2 X 2L JAR MOBILE | Therapeutic | Basic | 10-208 | 1 | KKM/JKN/HSA/10-05-01/H/15/1137 | 12150 | 12150 |  | 2026-01-01
1535 | BEMS | P0 | Hospital Shah Alam, Selangor | Jabatan Anestesiologi & Rawatan Kritikal | Dewan Bedah Utama (GOT) | Aspirators | SUCTION UNIT 2 X 2L JAR MOBILE | Therapeutic | Basic | 10-208 | 1 | KKM/JKN/HSA/10-05-01/H/15/1138 | 12150 | 12150 |  | 2026-01-01
1536 | BEMS | P0 | Hospital Shah Alam, Selangor | Jabatan Anestesiologi & Rawatan Kritikal | Dewan Bedah Utama (GOT) | Aspirators | SUCTION UNIT 2 X 2L JAR MOBILE | Therapeutic | Basic | 10-208 | 1 | KKM/JKN/HSA/10-05-01/H/15/1139 | 12150 | 12150 |  | 2026-01-01
1537 | BEMS | P0 | Hospital Shah Alam, Selangor | Jabatan Perubatan Am | Unit Rawatan Koronari (CCU) | Aspirators, Thoracic | METER SUCTION UNDERWATER SEAL | Therapeutic | Basic | 10-218 | 1 | KKM/JKN/HSA/10-05-01/H/15/1096 | 5455 | 5455 |  | 2026-01-01
1538 | BEMS | P0 | Hospital Shah Alam, Selangor | Jabatan Perubatan Am | Unit Rawatan Koronari (CCU) | Aspirators, Thoracic | METER SUCTION UNDERWATER SEAL | Therapeutic | Basic | 10-218 | 1 | KKM/JKN/HSA/10-05-01/H/15/1097 | 5455 | 5455 |  | 2026-01-01
1539 | BEMS | P0 | Hospital Shah Alam, Selangor | Jabatan Anestesiologi & Rawatan Kritikal | High Dependency Ward (HDW) | Aspirators, Thoracic | METER SUCTION UNDERWATER SEAL | Therapeutic | Basic | 10-218 | 1 | KKM/JKN/HSA/10-05-01/H/15/1098 | 5455 | 5455 |  | 2026-01-01
1540 | BEMS | P0 | Hospital Shah Alam, Selangor | Jabatan Anestesiologi & Rawatan Kritikal | High Dependency Ward (HDW) | Aspirators, Thoracic | METER SUCTION UNDERWATER SEAL | Therapeutic | Basic | 10-218 | 1 | KKM/JKN/HSA/10-05-01/H/15/1099 | 5455 | 5455 |  | 2026-01-01
1541 | BEMS | P0 | Hospital Shah Alam, Selangor | Jabatan Anestesiologi & Rawatan Kritikal | High Dependency Ward (HDW) | Aspirators, Thoracic | METER SUCTION UNDERWATER SEAL | Therapeutic | Basic | 10-218 | 1 | KKM/JKN/HSA/10-05-01/H/15/1100 | 5455 | 5455 |  | 2026-01-01
1542 | BEMS | P0 | Hospital Shah Alam, Selangor | Jabatan Anestesiologi & Rawatan Kritikal | High Dependency Ward (HDW) | Aspirators, Thoracic | METER SUCTION UNDERWATER SEAL | Therapeutic | Basic | 10-218 | 1 | KKM/JKN/HSA/10-05-01/H/15/1101 | 5455 | 5455 |  | 2026-01-01
1543 | BEMS | P0 | Hospital Shah Alam, Selangor | Jabatan Perubatan Am | Unit Rawatan Koronari (CCU) | Pacemakers, Cardiac, External, Invasive Electrodes, Transvenous | EXTERNAL PACEMAKER | Therapeutic | Intermediate | 12-912 | 1 | KKM/JKN/HSA/10-05-01/H/15/652 | 9900 | 9900 |  | 2026-01-01
1544 | BEMS | P0 | Hospital Shah Alam, Selangor | Jabatan Perubatan Am | Unit Rawatan Koronari (CCU) | Pacemakers, Cardiac, External, Invasive Electrodes, Transvenous | EXTERNAL PACEMAKER | Therapeutic | Intermediate | 12-912 | 1 | KKM/JKN/HSA/10-05-01/H/15/653 | 9900 | 9900 |  | 2026-01-01
1545 | BEMS | P0 | Hospital Shah Alam, Selangor | Jabatan Obstetrik & Ginekologi | Dewan Bersalin (LDU) | Warming Units, Patient, Forced-Air | WARMER, CONVECTIVE AIR | Therapeutic | Basic | 17-950 | 1 | KKM/JKN/HSA/10-05-01/H/15/2436 | 6560 | 6560 |  | 2026-01-01
1546 | BEMS | P0 | Hospital Shah Alam, Selangor | Jabatan Obstetrik & Ginekologi | Dewan Bedah Bersalin (MOT) | Warming Units, Patient, Forced-Air | WARMER, CONVECTIVE AIR | Therapeutic | Basic | 17-950 | 1 | KKM/JKN/HSA/10-05-01/H/15/2437 | 6560 | 6560 |  | 2026-01-01
1547 | BEMS | P0 | Hospital Shah Alam, Selangor | Jabatan Obstetrik & Ginekologi | Dewan Bedah Bersalin (MOT) | Warming Units, Patient, Forced-Air | WARMER, CONVECTIVE AIR | Therapeutic | Basic | 17-950 | 1 | KKM/JKN/HSA/10-05-01/H/15/2438 | 6560 | 6560 |  | 2026-01-01
1548 | BEMS | P0 | Hospital Shah Alam, Selangor | Jabatan Anestesiologi & Rawatan Kritikal | Dewan Bedah Utama (GOT) | Warming Units, Patient, Forced-Air | WARMER, CONVECTIVE AIR | Therapeutic | Basic | 17-950 | 1 | KKM/JKN/HSA/10-05-01/H/15/2439 | 6560 | 6560 |  | 2026-01-01
1549 | BEMS | P0 | Hospital Shah Alam, Selangor | Jabatan Anestesiologi & Rawatan Kritikal | Dewan Bedah Utama (GOT) | Warming Units, Patient, Forced-Air | WARMER, CONVECTIVE AIR | Therapeutic | Basic | 17-950 | 1 | KKM/JKN/HSA/10-05-01/H/15/2440 | 6560 | 6560 |  | 2026-01-01
1550 | BEMS | P0 | Hospital Shah Alam, Selangor | Jabatan Anestesiologi & Rawatan Kritikal | Dewan Bedah Utama (GOT) | Warming Units, Patient, Forced-Air | WARMER, CONVECTIVE AIR | Therapeutic | Basic | 17-950 | 1 | KKM/JKN/HSA/10-05-01/H/15/2441 | 6560 | 6560 |  | 2026-01-01
1551 | BEMS | P0 | Hospital Shah Alam, Selangor | Jabatan Anestesiologi & Rawatan Kritikal | Dewan Bedah Utama (GOT) | Warming Units, Patient, Forced-Air | WARMER, CONVECTIVE AIR | Therapeutic | Basic | 17-950 | 1 | KKM/JKN/HSA/10-05-01/H/15/2442 | 6560 | 6560 |  | 2026-01-01
1552 | BEMS | P0 | Hospital Shah Alam, Selangor | Jabatan Anestesiologi & Rawatan Kritikal | Dewan Bedah Utama (GOT) | Warming Units, Patient, Forced-Air | WARMER, CONVECTIVE AIR | Therapeutic | Basic | 17-950 | 1 | KKM/JKN/HSA/10-05-01/H/15/2443 | 6560 | 6560 |  | 2026-01-01
1553 | BEMS | P0 | Hospital Shah Alam, Selangor | Jabatan Anestesiologi & Rawatan Kritikal | Dewan Bedah Utama (GOT) | Warming Units, Patient, Forced-Air | WARMER, CONVECTIVE AIR | Therapeutic | Basic | 17-950 | 1 | KKM/JKN/HSA/10-05-01/H/15/2444 | 6560 | 6560 |  | 2026-01-01
1554 | BEMS | P0 | Hospital Shah Alam, Selangor | Jabatan Anestesiologi & Rawatan Kritikal | Dewan Bedah Utama (GOT) | Warming Units, Patient, Forced-Air | WARMER, CONVECTIVE AIR | Therapeutic | Basic | 17-950 | 1 | KKM/JKN/HSA/10-05-01/H/15/2445 | 6560 | 6560 |  | 2026-01-01
1555 | BEMS | P0 | Hospital Shah Alam, Selangor | Jabatan Anestesiologi & Rawatan Kritikal | Dewan Bedah Utama (GOT) | Warming Units, Patient, Forced-Air | WARMER, CONVECTIVE AIR | Therapeutic | Basic | 17-950 | 1 | KKM/JKN/HSA/10-05-01/H/15/2446 | 6560 | 6560 |  | 2026-01-01
1556 | BEMS | P0 | Hospital Shah Alam, Selangor | Jabatan Anestesiologi & Rawatan Kritikal | Dewan Bedah Utama (GOT) | Warming Units, Patient, Forced-Air | WARMER, CONVECTIVE AIR | Therapeutic | Basic | 17-950 | 1 | KKM/JKN/HSA/10-05-01/H/15/2447 | 6560 | 6560 |  | 2026-01-01
1557 | BEMS | P0 | Hospital Shah Alam, Selangor | Jabatan Anestesiologi & Rawatan Kritikal | Dewan Bedah Utama (GOT) | Warming Units, Patient, Forced-Air | WARMER, CONVECTIVE AIR | Therapeutic | Basic | 17-950 | 1 | KKM/JKN/HSA/10-05-01/H/15/2448 | 6560 | 6560 |  | 2026-01-01
1558 | BEMS | P0 | Hospital Shah Alam, Selangor | Jabatan Anestesiologi & Rawatan Kritikal | Dewan Bedah Utama (GOT) | Warming Units, Patient, Forced-Air | WARMER, CONVECTIVE AIR | Therapeutic | Basic | 17-950 | 1 | KKM/JKN/HSA/10-05-01/H/15/2449 | 6560 | 6560 |  | 2026-01-01
1559 | BEMS | P0 | Hospital Shah Alam, Selangor | Jabatan Obstetrik & Ginekologi | Dewan Bersalin (LDU) | Aspirators, Surgical | SUCTION UNIT OBSTETRIC | Therapeutic | Basic | 10-217 | 1 | KKM/JKN/HSA/10-05-01/H/15/1168 | 8850 | 8850 |  | 2026-01-01
1560 | BEMS | P0 | Hospital Shah Alam, Selangor | Jabatan Obstetrik & Ginekologi | Dewan Bersalin (LDU) | Aspirators, Surgical | SUCTION UNIT OBSTETRIC | Therapeutic | Basic | 10-217 | 1 | KKM/JKN/HSA/10-05-01/H/15/1169 | 8850 | 8850 |  | 2026-01-01
1561 | BEMS | P0 | Hospital Shah Alam, Selangor | Jabatan Obstetrik & Ginekologi | Dewan Bersalin (LDU) | Aspirators, Surgical | SUCTION UNIT OBSTETRIC | Therapeutic | Basic | 10-217 | 1 | KKM/JKN/HSA/10-05-01/H/15/1170 | 8850 | 8850 |  | 2026-01-01
1562 | BEMS | P0 | Hospital Shah Alam, Selangor | Jabatan Pediatrik | Unit Rawatan Rapi Neonatal (NICU) | Aspirators | SUCTION APPARATUS | Therapeutic | Basic | 10-208 | 1 | KKM/JKN/HSA/10-05-01/H/15/2504 | 6500 | 6500 |  | 2026-01-01
1563 | BEMS | P0 | Hospital Shah Alam, Selangor | Jabatan Anestesiologi & Rawatan Kritikal | High Dependency Ward (HDW) | Warming Units, Blanket | PATIENT WARMER (BLANKET) | Therapeutic | Basic | 10-414 | 1 | KKM/JKN/HSA/10-05-01/H/16/94 | 9000 | 9000 |  | 2026-01-01
1564 | BEMS | P0 | Hospital Shah Alam, Selangor | Jabatan Anestesiologi & Rawatan Kritikal | High Dependency Ward (HDW) | Warming Units, Blanket | PATIENT WARMER (BLANKET) | Therapeutic | Basic | 10-414 | 1 | KKM/JKN/HSA/10-05-01/H/16/95 | 9000 | 9000 |  | 2026-01-01
1565 | BEMS | P0 | Hospital Shah Alam, Selangor | Jabatan Kecemasan & Trauma | Jabatan Kecemasan & Trauma | Aspirators | SUCTION APPARATUS/SPENCER | Therapeutic | Basic | 10-208 | 1 | KKM/JKN/HSA/10-05-01/H/16/181 | 5400 | 5400 |  | 2026-01-01
1566 | BEMS | P0 | Hospital Shah Alam, Selangor | Jabatan Kecemasan & Trauma | Jabatan Kecemasan & Trauma | Infusion Pumps, Syringe | SYRINGE INFUSION PUMP | Therapeutic | Intermediate | 13-217 | 1 | KKM/JKN/HSA/10-05-01/H/16/182 | 4000 | 4000 |  | 2026-01-01
1567 | BEMS | P0 | Hospital Shah Alam, Selangor | Jabatan Kecemasan & Trauma | Jabatan Kecemasan & Trauma | Infusion Pumps, Syringe | SYRINGE INFUSION PUMP | Therapeutic | Intermediate | 13-217 | 1 | KKM/JKN/HSA/10-05-01/H/16/183 | 4000 | 4000 |  | 2026-01-01
1568 | BEMS | P0 | Hospital Shah Alam, Selangor | Jabatan Kecemasan & Trauma | Jabatan Kecemasan & Trauma | Infusion Pumps, General-Purpose | INFUSION PUMP | Therapeutic | Intermediate | 13-215 | 1 | KKM/JKN/HSA/10-05-01/H/18/140 | 8000 | 8000 |  | 2026-01-01
1569 | BEMS | P0 | Hospital Shah Alam, Selangor | Jabatan Kecemasan & Trauma | Jabatan Kecemasan & Trauma | Infusion Pumps, General-Purpose | INFUSION PUMP | Therapeutic | Intermediate | 13-215 | 1 | KKM/JKN/HSA/10-05-01/H/18/141 | 8000 | 8000 |  | 2026-01-01
1570 | BEMS | P0 | Hospital Shah Alam, Selangor | Jabatan Kecemasan & Trauma | Jabatan Kecemasan & Trauma | Infusion Pumps, General-Purpose | INFUSION PUMP | Therapeutic | Intermediate | 13-215 | 1 | KKM/JKN/HSA/10-05-01/H/18/142 | 8000 | 8000 |  | 2026-01-01
1571 | BEMS | P0 | Hospital Shah Alam, Selangor | Jabatan Kecemasan & Trauma | Jabatan Kecemasan & Trauma | Resuscitators, Pulmonary, Pneumatic | AUTOPULSE MECHANICAL CPR SYSTEM | Therapeutic | Basic | 13-366 | 1 | KKM/JKN/HSA/10-05-01/H/18/145 | 50000 | 50000 |  | 2026-01-01
1572 | BEMS | P0 | Hospital Shah Alam, Selangor | Jabatan Pediatrik | Unit Rawatan Rapi Neonatal (NICU) | Phototherapy Units, Visible Light, Hyperbilirubinemia | PHOTOTHERAPY UNIT FREESTANDING | Therapeutic | Basic | 17-515 | 1 | KKM/JKN/HSA/10-05-01/H/15/1066 | 6000 | 6000 |  | 2026-01-01
1573 | BEMS | P0 | Hospital Shah Alam, Selangor | Jabatan Pediatrik | Unit Rawatan Rapi Neonatal (NICU) | Phototherapy Units, Visible Light, Hyperbilirubinemia | PHOTOTHERAPY UNIT FREESTANDING | Therapeutic | Basic | 17-515 | 1 | KKM/JKN/HSA/10-05-01/H/15/1067 | 6000 | 6000 |  | 2026-01-01
1574 | BEMS | P0 | Hospital Shah Alam, Selangor | Jabatan Pediatrik | Unit Rawatan Rapi Neonatal (NICU) | Phototherapy Units, Visible Light, Hyperbilirubinemia | PHOTOTHERAPY UNIT FREESTANDING | Therapeutic | Basic | 17-515 | 1 | KKM/JKN/HSA/10-05-01/H/15/1068 | 6000 | 6000 |  | 2026-01-01
1575 | BEMS | P0 | Hospital Shah Alam, Selangor | Jabatan Pediatrik | Unit Rawatan Rapi Neonatal (NICU) | Phototherapy Units, Visible Light, Hyperbilirubinemia | PHOTOTHERAPY UNIT FREESTANDING | Therapeutic | Basic | 17-515 | 1 | KKM/JKN/HSA/10-05-01/H/15/1069 | 6000 | 6000 |  | 2026-01-01
1576 | BEMS | P0 | Hospital Shah Alam, Selangor | Jabatan Pediatrik | Unit Rawatan Rapi Neonatal (NICU) | Phototherapy Units, Visible Light, Hyperbilirubinemia | PHOTOTHERAPY UNIT FREESTANDING | Therapeutic | Basic | 17-515 | 1 | KKM/JKN/HSA/10-05-01/H/15/1070 | 6000 | 6000 |  | 2026-01-01
1577 | BEMS | P0 | Hospital Shah Alam, Selangor | Jabatan Pediatrik | Unit Rawatan Rapi Neonatal (NICU) | Phototherapy Units, Visible Light, Hyperbilirubinemia | PHOTOTHERAPY UNIT FREESTANDING | Therapeutic | Basic | 17-515 | 1 | KKM/JKN/HSA/10-05-01/H/15/1071 | 6000 | 6000 |  | 2026-01-01
1578 | BEMS | P0 | Hospital Shah Alam, Selangor | Jabatan Pediatrik | Unit Rawatan Rapi Neonatal (NICU) | Phototherapy Units, Visible Light, Hyperbilirubinemia | PHOTOTHERAPY UNIT FREESTANDING | Therapeutic | Basic | 17-515 | 1 | KKM/JKN/HSA/10-05-01/H/15/1072 | 6000 | 6000 |  | 2026-01-01
1579 | BEMS | P0 | Hospital Shah Alam, Selangor | Jabatan Pediatrik | Unit Rawatan Rapi Neonatal (NICU) | Phototherapy Units, Visible Light, Hyperbilirubinemia | PHOTOTHERAPY UNIT FREESTANDING | Therapeutic | Basic | 17-515 | 1 | KKM/JKN/HSA/10-05-01/H/15/1074 | 6000 | 6000 |  | 2026-01-01
1580 | BEMS | P0 | Hospital Shah Alam, Selangor | Jabatan Pediatrik | Unit Rawatan Rapi Neonatal (NICU) | Phototherapy Units, Visible Light, Hyperbilirubinemia | PHOTOTHERAPY UNIT FREESTANDING | Therapeutic | Basic | 17-515 | 1 | KKM/JKN/HSA/10-05-01/H/15/1075 | 6000 | 6000 |  | 2026-01-01
1581 | BEMS | P0 | Hospital Shah Alam, Selangor | Jabatan Pediatrik | Unit Rawatan Rapi Neonatal (NICU) | Phototherapy Units, Visible Light, Hyperbilirubinemia | PHOTOTHERAPY UNIT FREESTANDING | Therapeutic | Basic | 17-515 | 1 | KKM/JKN/HSA/10-05-01/H/15/1076 | 6000 | 6000 |  | 2026-01-01
1582 | BEMS | P0 | Hospital Shah Alam, Selangor | Jabatan Pediatrik | Unit Rawatan Rapi Neonatal (NICU) | Phototherapy Units, Visible Light, Hyperbilirubinemia | PHOTOTHERAPY UNIT FREESTANDING | Therapeutic | Basic | 17-515 | 1 | KKM/JKN/HSA/10-05-01/H/15/1077 | 6000 | 6000 |  | 2026-01-01
1583 | BEMS | P0 | Hospital Shah Alam, Selangor | Jabatan Obstetrik & Ginekologi | Wad Obstetrik & Ginekologi 8A | Phototherapy Units, Visible Light, Hyperbilirubinemia | PHOTOTHERAPY UNIT FREESTANDING | Therapeutic | Basic | 17-515 | 1 | KKM/JKN/HSA/10-05-01/H/15/1078 | 6000 | 6000 |  | 2026-01-01
1584 | BEMS | P0 | Hospital Shah Alam, Selangor | Jabatan Obstetrik & Ginekologi | Wad Obstetrik & Ginekologi 8A | Phototherapy Units, Visible Light, Hyperbilirubinemia | PHOTOTHERAPY UNIT FREESTANDING | Therapeutic | Basic | 17-515 | 1 | KKM/JKN/HSA/10-05-01/H/15/1079 | 6000 | 6000 |  | 2026-01-01
1585 | BEMS | P0 | Hospital Shah Alam, Selangor | Jabatan Obstetrik & Ginekologi | Wad Obstetrik & Ginekologi 8A | Phototherapy Units, Visible Light, Hyperbilirubinemia | PHOTOTHERAPY UNIT FREESTANDING | Therapeutic | Basic | 17-515 | 1 | KKM/JKN/HSA/10-05-01/H/15/1080 | 6000 | 6000 |  | 2026-01-01
1586 | BEMS | P0 | Hospital Shah Alam, Selangor | Jabatan Obstetrik & Ginekologi | Wad Obstetrik & Ginekologi 8A | Phototherapy Units, Visible Light, Hyperbilirubinemia | PHOTOTHERAPY UNIT FREESTANDING | Therapeutic | Basic | 17-515 | 1 | KKM/JKN/HSA/10-05-01/H/15/1081 | 6000 | 6000 |  | 2026-01-01
1587 | BEMS | P0 | Hospital Shah Alam, Selangor | Jabatan Obstetrik & Ginekologi | Wad Obstetrik & Ginekologi 8A | Phototherapy Units, Visible Light, Hyperbilirubinemia | PHOTOTHERAPY UNIT FREESTANDING | Therapeutic | Basic | 17-515 | 1 | KKM/JKN/HSA/10-05-01/H/15/1082 | 6000 | 6000 |  | 2026-01-01
1588 | BEMS | P0 | Hospital Shah Alam, Selangor | Jabatan Obstetrik & Ginekologi | Wad Obstetrik & Ginekologi 8B | Phototherapy Units, Visible Light, Hyperbilirubinemia | PHOTOTHERAPY UNIT FREESTANDING | Therapeutic | Basic | 17-515 | 1 | KKM/JKN/HSA/10-05-01/H/15/1083 | 6000 | 6000 |  | 2026-01-01
1589 | BEMS | P0 | Hospital Shah Alam, Selangor | Jabatan Obstetrik & Ginekologi | Wad Obstetrik & Ginekologi 8B | Phototherapy Units, Visible Light, Hyperbilirubinemia | PHOTOTHERAPY UNIT FREESTANDING | Therapeutic | Basic | 17-515 | 1 | KKM/JKN/HSA/10-05-01/H/15/1084 | 6000 | 6000 |  | 2026-01-01
1590 | BEMS | P0 | Hospital Shah Alam, Selangor | Jabatan Obstetrik & Ginekologi | Wad Obstetrik & Ginekologi 8B | Phototherapy Units, Visible Light, Hyperbilirubinemia | PHOTOTHERAPY UNIT FREESTANDING | Therapeutic | Basic | 17-515 | 1 | KKM/JKN/HSA/10-05-01/H/15/1085 | 6000 | 6000 |  | 2026-01-01
1591 | BEMS | P0 | Hospital Shah Alam, Selangor | Jabatan Obstetrik & Ginekologi | Wad Obstetrik & Ginekologi 8B | Phototherapy Units, Visible Light, Hyperbilirubinemia | PHOTOTHERAPY UNIT FREESTANDING | Therapeutic | Basic | 17-515 | 1 | KKM/JKN/HSA/10-05-01/H/15/1086 | 6000 | 6000 |  | 2026-01-01
1592 | BEMS | P0 | Hospital Shah Alam, Selangor | Jabatan Obstetrik & Ginekologi | Wad Obstetrik & Ginekologi 8B | Phototherapy Units, Visible Light, Hyperbilirubinemia | PHOTOTHERAPY UNIT FREESTANDING | Therapeutic | Basic | 17-515 | 1 | KKM/JKN/HSA/10-05-01/H/15/1087 | 6000 | 6000 |  | 2026-01-01
1593 | BEMS | P0 | Hospital Shah Alam, Selangor | Jabatan Pediatrik | Unit Rawatan Rapi Neonatal (NICU) | Phototherapy Units, Visible Light, Hyperbilirubinemia | PHOTOTHERAPY UNIT FREESTANDING | Therapeutic | Basic | 17-515 | 1 | KKM/JKN/HSA/10-05-01/H/15/4950 | 6000 | 6000 |  | 2026-01-01
1594 | BEMS | P0 | Hospital Shah Alam, Selangor | Jabatan Pediatrik | Unit Rawatan Rapi Neonatal (NICU) | Resuscitators, Pulmonary, Pneumatic | RESUSCITATOR | Therapeutic | Basic | 13-366 | 1 | KKM/JKN/HSA/10-05-01/H/16/14 | 6000 | 6000 |  | 2026-01-01
1595 | BEMS | P0 | Hospital Shah Alam, Selangor | Jabatan Pediatrik | Unit Rawatan Rapi Neonatal (NICU) | Resuscitators, Pulmonary, Pneumatic | RESUSCITATOR | Therapeutic | Basic | 13-366 | 1 | KKM/JKN/HSA/10-05-01/H/16/15 | 6000 | 6000 |  | 2026-01-01
1596 | BEMS | P0 | Hospital Shah Alam, Selangor | Jabatan Pediatrik | Unit Rawatan Rapi Neonatal (NICU) | Resuscitators, Pulmonary, Pneumatic | RESUSCITATOR | Therapeutic | Basic | 13-366 | 1 | KKM/JKN/HSA/10-05-01/H/16/16 | 6000 | 6000 |  | 2026-01-01
1597 | BEMS | P0 | Hospital Shah Alam, Selangor | Jabatan Pediatrik | Unit Rawatan Rapi Neonatal (NICU) | Warming/Cooling Units, Patient | THERAPEUTIC HYPOTHERMIA MACHINE SERVO CONTROL | Therapeutic | Intermediate | 12-068 | 1 | KKM/JKN/HSA/10-05-01/H/16/27 | 89800 | 89800 |  | 2026-01-01
1598 | BEMS | P0 | Hospital Shah Alam, Selangor | Jabatan Pediatrik | Unit Rawatan Rapi Neonatal (NICU) | Oxygen-Air Proportioners | BIOMED OXYGEN BLENDED COMPLETE SET | Therapeutic | Intermediate | 12-876 | 1 | KKM/JKN/HSA/10-05-01/H/16/49 | 5580 | 5580 |  | 2026-01-01
1599 | BEMS | P0 | Hospital Shah Alam, Selangor | Jabatan Pediatrik | Unit Rawatan Rapi Neonatal (NICU) | Oxygen-Air Proportioners | BIOMED OXYGEN BLENDED COMPLETE SET | Therapeutic | Intermediate | 12-876 | 1 | KKM/JKN/HSA/10-05-01/H/16/50 | 5580 | 5580 |  | 2026-01-01
1600 | BEMS | P0 | Hospital Shah Alam, Selangor | Jabatan Pediatrik | Unit Rawatan Rapi Neonatal (NICU) | Phototherapy Units, Visible Light, Hyperbilirubinemia | PHOTOTHERAPY MACHINE (LAMP) | Therapeutic | Basic | 17-515 | 1 | KKM/JKN/HSA/10-05-01/H/16/132 | 7100 | 7100 |  | 2026-01-01
1601 | BEMS | P0 | Hospital Shah Alam, Selangor | Jabatan Pediatrik | Unit Rawatan Rapi Neonatal (NICU) | Phototherapy Units, Visible Light, Hyperbilirubinemia | PHOTOTHERAPY MACHINE (LAMP) | Therapeutic | Basic | 17-515 | 1 | KKM/JKN/HSA/10-05-01/H/16/133 | 7100 | 7100 |  | 2026-01-01
1602 | BEMS | P0 | Hospital Shah Alam, Selangor | Jabatan Pediatrik | Unit Rawatan Rapi Neonatal (NICU) | Phototherapy Units, Visible Light, Hyperbilirubinemia | PHOTOTHERAPY MACHINE (LAMP) | Therapeutic | Basic | 17-515 | 1 | KKM/JKN/HSA/10-05-01/H/16/134 | 7100 | 7100 |  | 2026-01-01
1603 | BEMS | P0 | Hospital Shah Alam, Selangor | Jabatan Pediatrik | Unit Rawatan Rapi Neonatal (NICU) | Phototherapy Units, Visible Light, Hyperbilirubinemia | PHOTOTHERAPY MACHINE (LAMP) | Therapeutic | Basic | 17-515 | 1 | KKM/JKN/HSA/10-05-01/H/16/135 | 7100 | 7100 |  | 2026-01-01
1604 | BEMS | P0 | Hospital Shah Alam, Selangor | Jabatan Pediatrik | Unit Rawatan Rapi Neonatal (NICU) | Phototherapy Units, Visible Light, Hyperbilirubinemia | PHOTOTHERAPY MACHINE (LAMP) | Therapeutic | Basic | 17-515 | 1 | KKM/JKN/HSA/10-05-01/H/16/136 | 7100 | 7100 |  | 2026-01-01
1605 | BEMS | P0 | Hospital Shah Alam, Selangor | Jabatan Pediatrik | Unit Rawatan Rapi Neonatal (NICU) | Phototherapy Units, Visible Light, Hyperbilirubinemia | PHOTOTHERAPY MACHINE (LAMP) | Therapeutic | Basic | 17-515 | 1 | KKM/JKN/HSA/10-05-01/H/16/137 | 7100 | 7100 |  | 2026-01-01
1606 | BEMS | P0 | Hospital Shah Alam, Selangor | Jabatan Oftalmologi | Klinik Oftalmologi | Lasers, Nd:YAG, Ophthalmic | LASER ND YAG | Therapeutic | High | 16-947 | 1 | KKM/JKN/HSA/10-05-01/H/15/2752 | 93000 | 93000 |  | 2026-01-01
1607 | BEMS | P0 | Hospital Shah Alam, Selangor | Jabatan Oftalmologi | Klinik Oftalmologi | Lasers, Nd:YAG, Frequency-Doubled | LASER DIODE(RED) PHOTOCOAGULATOR | Therapeutic | High | 18-216 | 1 | KKM/JKN/HSA/10-05-01/H/15/4260 | 125347 | 125347 |  | 2026-01-01
1608 | BEMS | P0 | Hospital Shah Alam, Selangor | Jabatan Oftalmologi | Klinik Oftalmologi | Lasers, Nd:YAG, Frequency-Doubled | LASER DIODE(RED) PHOTOCOAGULATOR | Therapeutic | High | 18-216 | 1 | KKM/JKN/HSA/10-05-01/H/15/4261 | 125347 | 125347 |  | 2026-01-01
1609 | BEMS | P0 | Hospital Shah Alam, Selangor | Jabatan Perubatan Rehabilitasi | Jabatan Perubatan Rehabilitasi | Radiofrequency Therapy Systems, Diathermy | DIATHERMY UNIT SHORT WAVE | Therapeutic | Intermediate | 11-246 | 1 | KKM/JKN/HSA/10-05-01/H/15/966 | 24466 | 24466 |  | 2026-01-01
1610 | BEMS | P0 | Hospital Shah Alam, Selangor | Jabatan Perubatan Rehabilitasi | Jabatan Perubatan Rehabilitasi | Radiofrequency Therapy Systems, Diathermy | DIATHERMY UNIT SHORT WAVE | Therapeutic | Intermediate | 11-246 | 1 | KKM/JKN/HSA/10-05-01/H/15/967 | 24466 | 24466 |  | 2026-01-01
1611 | BEMS | P0 | Hospital Shah Alam, Selangor | Jabatan Perubatan Rehabilitasi | Jabatan Perubatan Rehabilitasi | Radiofrequency Therapy Systems, Diathermy | SHOCKWAVE THERAPHY UNIT/500 PLUS V-ACTOR | Therapeutic | Intermediate | 11-246 | 1 | KKM/JKN/HSA/10-05-01/H/15/36 | 105000 | 105000 |  | 2026-01-01
1612 | BEMS | P0 | Hospital Shah Alam, Selangor | Jabatan Anestesiologi & Rawatan Kritikal | Dewan Bedah Utama (GOT) | Drills, Bone | DRILL SURGICAL, ORTHO. BIG BONE, ELECTRIC | Therapeutic | Intermediate | 11-331 | 1 | KKM/JKN/HSA/10-05-01/H/15/3632 | 89185 | 89185 |  | 2026-01-01
1613 | BEMS | P0 | Hospital Shah Alam, Selangor | Jabatan Pediatrik | Unit Rawatan Rapi Neonatal (NICU) | Ventilators, Intensive Care, Neonatal/Pediatric | INFANT VENTILATOR | Therapeutic | Intermediate | 14-361 | 1 | KKM/JKN/HSA/10-05-01/H/15/1613 | 38720 | 38720 |  | 2026-01-01
1614 | BEMS | P0 | Hospital Shah Alam, Selangor | Jabatan Pediatrik | Unit Rawatan Rapi Neonatal (NICU) | Humidifiers, Heated | RESPIRATORI HUMIDIFIER | Therapeutic | Intermediate | 12-050 | 1 | KKM/JKN/HSA/10-05-01/H/16/45 | 7450 | 7450 |  | 2026-01-01
1615 | BEMS | P0 | Hospital Shah Alam, Selangor | Jabatan Pediatrik | Unit Rawatan Rapi Neonatal (NICU) | Humidifiers, Heated | RESPIRATORI HUMIDIFIER | Therapeutic | Intermediate | 12-050 | 1 | KKM/JKN/HSA/10-05-01/H/16/46 | 7450 | 7450 |  | 2026-01-01
1616 | BEMS | P0 | Hospital Shah Alam, Selangor | Jabatan Bedah Mulut & Pergigian Pediatrik | Klinik Bedah Mulut & Klinik Pergigian Pediatrik | Anesthesia Units, Dental | TUMESCENT ANESTHESIA | Therapeutic | Intermediate | 17-842 | 1 | KKM/JKN/HSA/10-05-01/H/14/3 | 14000 | 14000 |  | 2026-01-01
1617 | BEMS | P0 | Hospital Shah Alam, Selangor | Jabatan Ortopedik | Dewan Bedah Utama (GOT) | Ophthalmoscopes, Indirect | LUP (LOUPE)/EYEMAG PRO F | Therapeutic | Basic | 12-818 | 1 | KKM/JKN/HSA/10-05-01/H/16/174 | 6989 | 6989 |  | 2026-01-01
1618 | BEMS | P0 | Hospital Shah Alam, Selangor | Jabatan Perubatan Rehabilitasi | Jabatan Perubatan Rehabilitasi | Exercisers, Continuous Passive Motion | AERO UPPERCYCLE | Therapeutic | Basic | 11-631 | 1 | KKM/JKN/HSA/10-05-01/H/16/139 | 24464 | 24464 |  | 2026-01-01
1619 | BEMS | P0 | Hospital Shah Alam, Selangor | Jabatan Bedah Mulut & Pergigian Pediatrik | Klinik Bedah Mulut & Klinik Pergigian Pediatrik | Mixers, Clinical Laboratory | IMPRESSION MATERIAL MIXER | Laboratory | Basic | 15-161 | 1 | KKM/JKN/HSA/10-05-01/H/16/102 | 3380 | 3380 |  | 2026-01-01
1620 | BEMS | P0 | Hospital Shah Alam, Selangor | Jabatan Bedah Mulut & Pergigian Pediatrik | Klinik Bedah Mulut & Klinik Pergigian Pediatrik | Mixers, Clinical Laboratory | IMPRESSION MATERIAL MIXER | Laboratory | Basic | 15-161 | 1 | KKM/JKN/HSA/10-05-01/H/16/103 | 3380 | 3380 |  | 2026-01-01
1621 | BEMS | P0 | Hospital Shah Alam, Selangor | Jabatan Oftalmologi | Klinik Oftalmologi | Ophthalmoscopes, Indirect | LOUPE BINOCULAR | Therapeutic | Basic | 12-818 | 1 | KKM/JKN/HSA/10-05-01/R/15/15921 | 1482 | 1482 |  | 2026-01-01
1622 | BEMS | P0 | Hospital Shah Alam, Selangor | Jabatan Oftalmologi | Klinik Oftalmologi | Ophthalmoscopes, Indirect | LOUPE BINOCULAR | Therapeutic | Basic | 12-818 | 1 | KKM/JKN/HSA/10-05-01/R/15/17201 | 1482 | 1482 |  | 2026-01-01
1623 | BEMS | P0 | Hospital Shah Alam, Selangor | Jabatan Oftalmologi | Klinik Oftalmologi | Ophthalmoscopes, Indirect | LOUPE BINOCULAR | Therapeutic | Basic | 12-818 | 1 | KKM/JKN/HSA/10-05-01/R/15/17202 | 1482 | 1482 |  | 2026-01-01
1624 | BEMS | P0 | Hospital Shah Alam, Selangor | Jabatan Perubatan Rehabilitasi | Jabatan Perubatan Rehabilitasi | Exercisers, Continuous Passive Motion | MACHINE CPM SHOULDER | Therapeutic | Basic | 11-631 | 1 | KKM/JKN/HSA/10-05-01/H/15/425 | 11650 | 11650 |  | 2026-01-01
1625 | BEMS | P0 | Hospital Shah Alam, Selangor | Jabatan Bedah Mulut & Pergigian Pediatrik | Klinik Bedah Mulut & Klinik Pergigian Pediatrik | Apex Locators, Endodontic | APEX LOCATOR | Therapeutic | Intermediate | 16-355 | 1 | KKM/JKN/HSA/10-05-01/H/19/1 | 3450 | 3450 |  | 2026-01-01
1626 | BEMS | P0 | Hospital Shah Alam, Selangor | Jabatan Bedah Mulut & Pergigian Pediatrik | Klinik Bedah Mulut & Klinik Pergigian Pediatrik | Apex Locators, Endodontic | OPTION 2 SURGIC XT NON OPTIC | Therapeutic | Intermediate | 16-666 | 1 | KKM/JKN/HSA/10-05-01/H/20/9 | 16400 | 16400 |  | 2026-01-01
1627 | BEMS | P0 | Hospital Shah Alam, Selangor | Jabatan Bedah Mulut & Pergigian Pediatrik | Klinik Bedah Mulut & Klinik Pergigian Pediatrik | Fetal Heart Detectors, Ultrasonic | VASCULAR DOPPLER | Diagnostic | Intermediate | 11-696 | 1 | KKM/JKN/HSA/10-05-01/H/19/4 | 2070 | 2070 |  | 2026-01-01
1628 | BEMS | P0 | Hospital Shah Alam, Selangor | Jabatan Pediatrik | Unit Rawatan Rapi Neonatal (NICU) | Oximeters, Pulse | PULSE OXIMETER AND SIMULATOR | Diagnostic | Intermediate | 17-148 | 1 | KKM/JKN/HSA/10-05-01/H/19/5 | 5450 | 5450 |  | 2026-01-01
1629 | BEMS | P0 | Hospital Shah Alam, Selangor | Jabatan Pediatrik | Unit Rawatan Rapi Neonatal (NICU) | Oximeters, Pulse | PULSE OXIMETER AND SIMULATOR | Diagnostic | Intermediate | 17-148 | 1 | KKM/JKN/HSA/10-05-01/H/19/17 | 5450 | 5450 |  | 2026-01-01
1630 | BEMS | P0 | Hospital Shah Alam, Selangor | Jabatan Pediatrik | Unit Rawatan Rapi Neonatal (NICU) | Oximeters, Pulse | PULSE OXIMETER AND SIMULATOR | Diagnostic | Intermediate | 17-148 | 1 | KKM/JKN/HSA/10-05-01/H/19/18 | 5450 | 5450 |  | 2026-01-01
1631 | BEMS | P0 | Hospital Shah Alam, Selangor | Jabatan Pediatrik | Unit Rawatan Rapi Neonatal (NICU) | Warming Units, Patient, Radiant, Infant | INFANT WARMER (RADIANT) | Therapeutic | Basic | 17-956 | 1 | KKM/JKN/HSA/10-05-01/H/19/20 | 30500 | 30500 |  | 2026-01-01
1632 | BEMS | P0 | Hospital Shah Alam, Selangor | Jabatan Pediatrik | Unit Rawatan Rapi Neonatal (NICU) | Infusion Pumps, General-Purpose | INFUSION PUMP | Therapeutic | Intermediate | 13-215 | 1 | KKM/JKN/HSA/10-05-01/H/19/21 | 3500 | 3500 |  | 2026-01-01
1633 | BEMS | P0 | Hospital Shah Alam, Selangor | Jabatan Patologi | Jabatan Patologi | Balances, Electronic, Analytical | SHIMADZU UNIBLOC TOP LOADING BALANCES | Laboratory | Intermediate | 18-449 | 1 | KKM/JKN/HSA/10-05-01/H/19/22 | 2500 | 2500 |  | 2026-01-01
1634 | BEMS | P0 | Hospital Shah Alam, Selangor | Jabatan Pembedahan Am | Unit Rawatan Pembedahan Harian | Infusion Pumps, Syringe | SYRINGE INFUSION PUMP | Therapeutic | Intermediate | 13-217 | 1 | KKM/JKN/HSA/10-05-01/H/19/23 | 3300 | 3300 |  | 2026-01-01
1635 | BEMS | P0 | Hospital Shah Alam, Selangor | Jabatan Pediatrik | Unit Rawatan Rapi Neonatal (NICU) | Warming Units, Patient, Radiant, Infant | INFANT WARMER (RADIANT) | Therapeutic | Basic | 17-956 | 1 | KKM/JKN/HSA/10-05-01/H/19/24 | 35000 | 35000 |  | 2026-01-01
1636 | BEMS | P0 | Hospital Shah Alam, Selangor | Jabatan Ortopedik | Klinik Ortopedik | Cast Cutter Vacuums | CUST CUTTER & DUST EXTRACTION SYSTEM | Therapeutic | Basic | 10-656 | 1 | KKM/JKN/HSA/10-05-01/H/19/25 | 14500 | 14500 |  | 2026-01-01
1637 | BEMS | P0 | Hospital Shah Alam, Selangor | Jabatan Oftalmologi | Dewan Bedah Utama (GOT) | Microscopes | Microscope | Laboratory | Intermediate | 12-536 | 1 | KKM/JKN/HSA/10-05-01/H/19/26 | 449250.5 | 449250.5 |  | 2026-01-01
1638 | BEMS | P0 | Hospital Shah Alam, Selangor | Jabatan Kecemasan & Trauma | Jabatan Kecemasan & Trauma | Warming Units, Patient, Forced-Air | WARMER, CONVECTIVE AIR | Therapeutic | Basic | 17-950 | 1 | KKM/JKN/HSA/10-05-01/H/15/2431 | 6560 | 6560 |  | 2026-01-01
1639 | BEMS | P0 | Hospital Shah Alam, Selangor | Jabatan Kecemasan & Trauma | Jabatan Kecemasan & Trauma | Warming Units, Patient, Forced-Air | WARMER, CONVECTIVE AIR | Therapeutic | Basic | 17-950 | 1 | KKM/JKN/HSA/10-05-01/H/15/2432 | 6560 | 6560 |  | 2026-01-01
1640 | BEMS | P0 | Hospital Shah Alam, Selangor | Jabatan Kecemasan & Trauma | Jabatan Kecemasan & Trauma | Warming Units, Patient, Forced-Air | WARMER, CONVECTIVE AIR | Therapeutic | Basic | 17-950 | 1 | KKM/JKN/HSA/10-05-01/H/15/2433 | 6560 | 6560 |  | 2026-01-01
1641 | BEMS | P0 | Hospital Shah Alam, Selangor | Jabatan Kecemasan & Trauma | Jabatan Kecemasan & Trauma | Warming Units, Patient, Forced-Air | WARMER, CONVECTIVE AIR | Therapeutic | Basic | 17-950 | 1 | KKM/JKN/HSA/10-05-01/H/15/2434 | 6560 | 6560 |  | 2026-01-01
1642 | BEMS | P0 | Hospital Shah Alam, Selangor | Jabatan Anestesiologi & Rawatan Kritikal | High Dependency Ward (HDW) | Warming Units, Patient, Forced-Air | WARMER, CONVECTIVE AIR | Therapeutic | Basic | 17-950 | 1 | KKM/JKN/HSA/10-05-01/H/15/2435 | 6560 | 6560 |  | 2026-01-01
1643 | BEMS | P0 | Hospital Shah Alam, Selangor | Jabatan Perubatan Am | Wad Eksekutif & VIP | Aspirators | SUCTION UNIT 1 X 2L JAR MOBILE | Therapeutic | Basic | 10-208 | 1 | KKM/JKN/HSA/10-05-01/H/15/2185 | 3386.5 | 3386.5 |  | 2026-01-01
1644 | BEMS | P0 | Hospital Shah Alam, Selangor | Jabatan Perubatan Am | Wad Eksekutif & VIP | Aspirators | SUCTION UNIT 1 X 2L JAR MOBILE | Therapeutic | Basic | 10-208 | 1 | KKM/JKN/HSA/10-05-01/H/15/2186 | 3386.5 | 3386.5 |  | 2026-01-01
1645 | BEMS | P0 | Hospital Shah Alam, Selangor | Jabatan Pembedahan Am | Unit Rawatan Perubatan Harian | Aspirators | SUCTION UNIT 1 X 2L JAR MOBILE | Therapeutic | Basic | 10-208 | 1 | KKM/JKN/HSA/10-05-01/H/15/4076 | 3386.5 | 3386.5 |  | 2026-01-01
1646 | BEMS | P0 | Hospital Shah Alam, Selangor | Jabatan Pembedahan Am | Unit Rawatan Perubatan Harian | Aspirators | SUCTION UNIT 1 X 2L JAR MOBILE | Therapeutic | Basic | 10-208 | 1 | KKM/JKN/HSA/10-05-01/H/15/4077 | 3386.5 | 3386.5 |  | 2026-01-01
1647 | BEMS | P0 | Hospital Shah Alam, Selangor | Jabatan Pembedahan Am | Unit Rawatan Perubatan Harian | Aspirators | SUCTION UNIT 1 X 2L JAR MOBILE | Therapeutic | Basic | 10-208 | 1 | KKM/JKN/HSA/10-05-01/H/15/4078 | 3386.5 | 3386.5 |  | 2026-01-01
1648 | BEMS | P0 | Hospital Shah Alam, Selangor | Jabatan Pembedahan Am | Unit Rawatan Pembedahan Harian | Aspirators | SUCTION UNIT 1 X 2L JAR MOBILE | Therapeutic | Basic | 10-208 | 1 | KKM/JKN/HSA/10-05-01/H/15/4079 | 3386.5 | 3386.5 |  | 2026-01-01
1649 | BEMS | P0 | Hospital Shah Alam, Selangor | Jabatan Pembedahan Am | Wad Pembedahan Lelaki 9A | Aspirators | SUCTION UNIT 1 X 2L JAR MOBILE | Therapeutic | Basic | 10-208 | 1 | KKM/JKN/HSA/10-05-01/H/15/2179 | 3386.5 | 3386.5 |  | 2026-01-01
1650 | BEMS | P0 | Hospital Shah Alam, Selangor | Jabatan Pembedahan Am | Wad Pembedahan Lelaki 9A | Aspirators | SUCTION UNIT 1 X 2L JAR MOBILE | Therapeutic | Basic | 10-208 | 1 | KKM/JKN/HSA/10-05-01/H/15/2180 | 3386.5 | 3386.5 |  | 2026-01-01
1651 | BEMS | P0 | Hospital Shah Alam, Selangor | Jabatan Pembedahan Am | Wad Pembedahan Lelaki 9A | Aspirators | SUCTION UNIT 1 X 2L JAR MOBILE | Therapeutic | Basic | 10-208 | 1 | KKM/JKN/HSA/10-05-01/H/15/2181 | 3386.5 | 3386.5 |  | 2026-01-01
1652 | BEMS | P0 | Hospital Shah Alam, Selangor | Jabatan Obstetrik & Ginekologi | Wad Obstetrik & Ginekologi 8A | Infusion Pumps, Syringe | PUMP SYRINGE BASIC (STAND ALONE) | Therapeutic | Intermediate | 13-217 | 1 | KKM/JKN/HSA/10-05-01/H/15/2251 | 2700 | 2700 |  | 2026-01-01
1653 | BEMS | P0 | Hospital Shah Alam, Selangor | Jabatan Perubatan Am | Klinik Perubatan | Aspirators | SUCTION UNIT 1 X 2L JAR MOBILE | Therapeutic | Basic | 10-208 | 1 | KKM/JKN/HSA/10-05-01/H/15/2151 | 3386.5 | 3386.5 |  | 2026-01-01
1654 | BEMS | P0 | Hospital Shah Alam, Selangor | Jabatan Pediatrik | Klinik Pediatrik | Aspirators | SUCTION UNIT 1 X 2L JAR MOBILE | Therapeutic | Basic | 10-208 | 1 | KKM/JKN/HSA/10-05-01/H/15/2153 | 3386.5 | 3386.5 |  | 2026-01-01
1655 | BEMS | P0 | Hospital Shah Alam, Selangor | Jabatan Pembedahan Am | Wad Pembedahan Lelaki 9A | Infusion Pumps, Syringe | PUMP SYRINGE BASIC (STAND ALONE) | Therapeutic | Intermediate | 13-217 | 1 | KKM/JKN/HSA/10-05-01/H/15/2261 | 2700 | 2700 |  | 2026-01-01
1656 | BEMS | P0 | Hospital Shah Alam, Selangor | Jabatan Pembedahan Am | Wad Pembedahan Lelaki 9A | Infusion Pumps, Syringe | PUMP SYRINGE BASIC (STAND ALONE) | Therapeutic | Intermediate | 13-217 | 1 | KKM/JKN/HSA/10-05-01/H/15/2262 | 2700 | 2700 |  | 2026-01-01
1657 | BEMS | P0 | Hospital Shah Alam, Selangor | Jabatan Pembedahan Am | Wad Pembedahan Lelaki 9A | Infusion Pumps, Syringe | PUMP SYRINGE BASIC (STAND ALONE) | Therapeutic | Intermediate | 13-217 | 1 | KKM/JKN/HSA/10-05-01/H/15/2263 | 2700 | 2700 |  | 2026-01-01
1658 | BEMS | P0 | Hospital Shah Alam, Selangor | Jabatan Pembedahan Am | Wad Pembedahan Perempuan 9B | Infusion Pumps, Syringe | PUMP SYRINGE BASIC (STAND ALONE) | Therapeutic | Intermediate | 13-217 | 1 | KKM/JKN/HSA/10-05-01/H/15/2264 | 2700 | 2700 |  | 2026-01-01
1659 | BEMS | P0 | Hospital Shah Alam, Selangor | Jabatan Pembedahan Am | Wad Pembedahan Perempuan 9B | Infusion Pumps, Syringe | PUMP SYRINGE BASIC (STAND ALONE) | Therapeutic | Intermediate | 13-217 | 1 | KKM/JKN/HSA/10-05-01/H/15/2265 | 2700 | 2700 |  | 2026-01-01
1660 | BEMS | P0 | Hospital Shah Alam, Selangor | Jabatan Pembedahan Am | Wad Pembedahan Perempuan 9B | Infusion Pumps, Syringe | PUMP SYRINGE BASIC (STAND ALONE) | Therapeutic | Intermediate | 13-217 | 1 | KKM/JKN/HSA/10-05-01/H/15/2266 | 2700 | 2700 |  | 2026-01-01
1661 | BEMS | P0 | Hospital Shah Alam, Selangor | Jabatan Pembedahan Am | Wad Pembedahan Perempuan 9B | Infusion Pumps, Syringe | PUMP SYRINGE BASIC (STAND ALONE) | Therapeutic | Intermediate | 13-217 | 1 | KKM/JKN/HSA/10-05-01/H/15/2267 | 2700 | 2700 |  | 2026-01-01
1662 | BEMS | P0 | Hospital Shah Alam, Selangor | Jabatan Perubatan Am | Unit Rawatan Koronari (CCU) | Infusion Pumps, General-Purpose | PUMP VOLUMETRIC INFUSION (STAND ALONE) | Therapeutic | Intermediate | 13-215 | 1 | KKM/JKN/HSA/10-05-01/H/15/1175 | 7245 | 7245 |  | 2026-01-01
1663 | BEMS | P0 | Hospital Shah Alam, Selangor | Jabatan Perubatan Am | Unit Rawatan Koronari (CCU) | Infusion Pumps, General-Purpose | PUMP VOLUMETRIC INFUSION (STAND ALONE) | Therapeutic | Intermediate | 13-215 | 1 | KKM/JKN/HSA/10-05-01/H/15/1176 | 7245 | 7245 |  | 2026-01-01
1664 | BEMS | P0 | Hospital Shah Alam, Selangor | Jabatan Perubatan Am | Unit Rawatan Koronari (CCU) | Infusion Pumps, General-Purpose | PUMP VOLUMETRIC INFUSION (STAND ALONE) | Therapeutic | Intermediate | 13-215 | 1 | KKM/JKN/HSA/10-05-01/H/15/1177 | 7245 | 7245 |  | 2026-01-01
1665 | BEMS | P0 | Hospital Shah Alam, Selangor | Jabatan Perubatan Am | Unit Rawatan Koronari (CCU) | Infusion Pumps, General-Purpose | PUMP VOLUMETRIC INFUSION (STAND ALONE) | Therapeutic | Intermediate | 13-215 | 1 | KKM/JKN/HSA/10-05-01/H/15/1178 | 7245 | 7245 |  | 2026-01-01
1666 | BEMS | P0 | Hospital Shah Alam, Selangor | Jabatan Perubatan Am | Unit Rawatan Koronari (CCU) | Infusion Pumps, General-Purpose | PUMP VOLUMETRIC INFUSION (STAND ALONE) | Therapeutic | Intermediate | 13-215 | 1 | KKM/JKN/HSA/10-05-01/H/15/1179 | 7245 | 7245 |  | 2026-01-01
1667 | BEMS | P0 | Hospital Shah Alam, Selangor | Jabatan Perubatan Am | Unit Rawatan Koronari (CCU) | Infusion Pumps, General-Purpose | PUMP VOLUMETRIC INFUSION (STAND ALONE) | Therapeutic | Intermediate | 13-215 | 1 | KKM/JKN/HSA/10-05-01/H/15/1180 | 7245 | 7245 |  | 2026-01-01
1668 | BEMS | P0 | Hospital Shah Alam, Selangor | Jabatan Perubatan Am | Unit Rawatan Koronari (CCU) | Infusion Pumps, General-Purpose | PUMP VOLUMETRIC INFUSION (STAND ALONE) | Therapeutic | Intermediate | 13-215 | 1 | KKM/JKN/HSA/10-05-01/H/15/1181 | 7245 | 7245 |  | 2026-01-01
1669 | BEMS | P0 | Hospital Shah Alam, Selangor | Jabatan Anestesiologi & Rawatan Kritikal | High Dependency Ward (HDW) | Infusion Pumps, General-Purpose | PUMP VOLUMETRIC INFUSION (STAND ALONE) | Therapeutic | Intermediate | 13-215 | 1 | KKM/JKN/HSA/10-05-01/H/15/1182 | 7245 | 7245 |  | 2026-01-01
1670 | BEMS | P0 | Hospital Shah Alam, Selangor | Jabatan Perubatan Am | Unit Rawatan Koronari (CCU) | Infusion Pumps, Syringe | PUMP SYRINGE BASIC DOSE RATE (STAND ALONE) | Therapeutic | Intermediate | 13-217 | 1 | KKM/JKN/HSA/10-05-01/H/15/914 | 4300 | 4300 |  | 2026-01-01
1671 | BEMS | P0 | Hospital Shah Alam, Selangor | Jabatan Perubatan Am | Unit Rawatan Koronari (CCU) | Infusion Pumps, Syringe | PUMP SYRINGE BASIC DOSE RATE (STAND ALONE) | Therapeutic | Intermediate | 13-217 | 1 | KKM/JKN/HSA/10-05-01/H/15/915 | 4300 | 4300 |  | 2026-01-01
1672 | BEMS | P0 | Hospital Shah Alam, Selangor | Jabatan Perubatan Am | Unit Rawatan Koronari (CCU) | Infusion Pumps, Syringe | PUMP SYRINGE BASIC DOSE RATE (STAND ALONE) | Therapeutic | Intermediate | 13-217 | 1 | KKM/JKN/HSA/10-05-01/H/15/916 | 4300 | 4300 |  | 2026-01-01
1673 | BEMS | P0 | Hospital Shah Alam, Selangor | Jabatan Pediatrik | Unit Rawatan Rapi Neonatal (NICU) | Infusion Pumps, Syringe | PUMP SYRINGE BASIC DOSE RATE (STAND ALONE) | Therapeutic | Intermediate | 13-217 | 1 | KKM/JKN/HSA/10-05-01/H/15/3886 | 4300 | 4300 |  | 2026-01-01
1674 | BEMS | P0 | Hospital Shah Alam, Selangor | Jabatan Pediatrik | Unit Rawatan Rapi Neonatal (NICU) | Infusion Pumps, Syringe | PUMP SYRINGE BASIC DOSE RATE (STAND ALONE) | Therapeutic | Intermediate | 13-217 | 1 | KKM/JKN/HSA/10-05-01/H/15/3887 | 4300 | 4300 |  | 2026-01-01
1675 | BEMS | P0 | Hospital Shah Alam, Selangor | Jabatan Pediatrik | Unit Rawatan Rapi Neonatal (NICU) | Infusion Pumps, Syringe | PUMP SYRINGE BASIC DOSE RATE (STAND ALONE) | Therapeutic | Intermediate | 13-217 | 1 | KKM/JKN/HSA/10-05-01/H/15/3888 | 4300 | 4300 |  | 2026-01-01
1676 | BEMS | P0 | Hospital Shah Alam, Selangor | Jabatan Anestesiologi & Rawatan Kritikal | High Dependency Ward (HDW) | Infusion Pumps, General-Purpose | PUMP VOLUMETRIC INFUSION | Therapeutic | Intermediate | 13-215 | 1 | KKM/JKN/HSA/10-05-01/H/15/2776 | 5489 | 5489 |  | 2026-01-01
1677 | BEMS | P0 | Hospital Shah Alam, Selangor | Jabatan Anestesiologi & Rawatan Kritikal | High Dependency Ward (HDW) | Infusion Pumps, General-Purpose | PUMP VOLUMETRIC INFUSION | Therapeutic | Intermediate | 13-215 | 1 | KKM/JKN/HSA/10-05-01/H/15/2777 | 5489 | 5489 |  | 2026-01-01
1678 | BEMS | P0 | Hospital Shah Alam, Selangor | Jabatan Ortopedik | Wad Ortopedik | Defibrillators, External, Automated | DEFIBRILLATOR W/INTERNAL/EXT PADDLES/PACEMAKER | Therapeutic | Intermediate | 17-116 | 1 | KKM/JKN/HSA/10-05-01/H/15/3688 | 14250 | 14250 |  | 2026-01-01
1679 | BEMS | P0 | Hospital Shah Alam, Selangor | Jabatan Pembedahan Am | Wad Pembedahan Lelaki 9A | Defibrillators, External, Automated | DEFIBRILLATOR W/INTERNAL/EXT PADDLES/PACEMAKER | Therapeutic | Intermediate | 17-116 | 1 | KKM/JKN/HSA/10-05-01/H/15/3684 | 14250 | 14250 |  | 2026-01-01
1680 | BEMS | P0 | Hospital Shah Alam, Selangor | Jabatan Pembedahan Am | Wad Pembedahan Perempuan 9B | Defibrillators, External, Automated | DEFIBRILLATOR W/INTERNAL/EXT PADDLES/PACEMAKER | Therapeutic | Intermediate | 17-116 | 1 | KKM/JKN/HSA/10-05-01/H/15/3685 | 14250 | 14250 |  | 2026-01-01
1681 | BEMS | P0 | Hospital Shah Alam, Selangor | Jabatan Otorinolaringologi (ORL) | Klinik Otorinolaringologi (ORL) | Aspirators, Surgical | SUCTION UNIT FOR FLEXIBLE SCOPES | Therapeutic | Basic | 10-217 | 1 | KKM/JKN/HSA/10-05-01/H/15/1094 | 2430 | 2430 |  | 2026-01-01
1682 | BEMS | P0 | Hospital Shah Alam, Selangor | Jabatan Anestesiologi & Rawatan Kritikal | High Dependency Ward (HDW) | Infusion Pumps, Syringe | PUMP SYRINGE | Therapeutic | Intermediate | 13-217 | 1 | KKM/JKN/HSA/10-05-01/H/15/924 | 4650 | 4650 |  | 2026-01-01
1683 | BEMS | P0 | Hospital Shah Alam, Selangor | Jabatan Kecemasan & Trauma | Jabatan Kecemasan & Trauma | Infusion Pumps, Syringe | PUMP SYRINGE BASIC DOSE RATE (STAND ALONE) | Therapeutic | Intermediate | 13-217 | 1 | KKM/JKN/HSA/10-05-01/H/15/441 | 4300 | 4300 |  | 2026-01-01
1684 | BEMS | P0 | Hospital Shah Alam, Selangor | Jabatan Perubatan Am | Unit Rawatan Koronari (CCU) | Infusion Pumps, Syringe | PUMP SYRINGE BASIC DOSE RATE (STAND ALONE) | Therapeutic | Intermediate | 13-217 | 1 | KKM/JKN/HSA/10-05-01/H/15/618 | 4300 | 4300 |  | 2026-01-01
1685 | BEMS | P0 | Hospital Shah Alam, Selangor | Jabatan Perubatan Am | Unit Rawatan Koronari (CCU) | Infusion Pumps, Syringe | PUMP SYRINGE BASIC DOSE RATE (STAND ALONE) | Therapeutic | Intermediate | 13-217 | 1 | KKM/JKN/HSA/10-05-01/H/15/620 | 4300 | 4300 |  | 2026-01-01
1686 | BEMS | P0 | Hospital Shah Alam, Selangor | Jabatan Perubatan Am | Unit Rawatan Koronari (CCU) | Infusion Pumps, Syringe | PUMP SYRINGE BASIC DOSE RATE (STAND ALONE) | Therapeutic | Intermediate | 13-217 | 1 | KKM/JKN/HSA/10-05-01/H/15/621 | 4300 | 4300 |  | 2026-01-01
1687 | BEMS | P0 | Hospital Shah Alam, Selangor | Jabatan Perubatan Am | Unit Rawatan Koronari (CCU) | Infusion Pumps, Syringe | PUMP SYRINGE BASIC DOSE RATE (STAND ALONE) | Therapeutic | Intermediate | 13-217 | 1 | KKM/JKN/HSA/10-05-01/H/15/622 | 4300 | 4300 |  | 2026-01-01
1688 | BEMS | P0 | Hospital Shah Alam, Selangor | Jabatan Perubatan Am | Unit Rawatan Koronari (CCU) | Infusion Pumps, Syringe | PUMP SYRINGE BASIC DOSE RATE (STAND ALONE) | Therapeutic | Intermediate | 13-217 | 1 | KKM/JKN/HSA/10-05-01/H/15/623 | 4300 | 4300 |  | 2026-01-01
1689 | BEMS | P0 | Hospital Shah Alam, Selangor | Jabatan Perubatan Am | Unit Rawatan Koronari (CCU) | Infusion Pumps, Syringe | PUMP SYRINGE BASIC DOSE RATE (STAND ALONE) | Therapeutic | Intermediate | 13-217 | 1 | KKM/JKN/HSA/10-05-01/H/15/624 | 4300 | 4300 |  | 2026-01-01
1690 | BEMS | P0 | Hospital Shah Alam, Selangor | Jabatan Perubatan Am | Unit Rawatan Koronari (CCU) | Infusion Pumps, Syringe | PUMP SYRINGE BASIC DOSE RATE (STAND ALONE) | Therapeutic | Intermediate | 13-217 | 1 | KKM/JKN/HSA/10-05-01/H/15/625 | 4300 | 4300 |  | 2026-01-01
1691 | BEMS | P0 | Hospital Shah Alam, Selangor | Jabatan Perubatan Am | Unit Rawatan Koronari (CCU) | Infusion Pumps, Syringe | PUMP SYRINGE BASIC DOSE RATE (STAND ALONE) | Therapeutic | Intermediate | 13-217 | 1 | KKM/JKN/HSA/10-05-01/H/15/626 | 4300 | 4300 |  | 2026-01-01
1692 | BEMS | P0 | Hospital Shah Alam, Selangor | Jabatan Perubatan Am | Unit Rawatan Koronari (CCU) | Infusion Pumps, Syringe | PUMP SYRINGE BASIC DOSE RATE (STAND ALONE) | Therapeutic | Intermediate | 13-217 | 1 | KKM/JKN/HSA/10-05-01/H/15/627 | 4300 | 4300 |  | 2026-01-01
1693 | BEMS | P0 | Hospital Shah Alam, Selangor | Jabatan Perubatan Am | Unit Rawatan Koronari (CCU) | Infusion Pumps, Syringe | PUMP SYRINGE BASIC DOSE RATE (STAND ALONE) | Therapeutic | Intermediate | 13-217 | 1 | KKM/JKN/HSA/10-05-01/H/15/628 | 4300 | 4300 |  | 2026-01-01
1694 | BEMS | P0 | Hospital Shah Alam, Selangor | Jabatan Perubatan Am | Unit Rawatan Koronari (CCU) | Infusion Pumps, Syringe | PUMP SYRINGE BASIC DOSE RATE (STAND ALONE) | Therapeutic | Intermediate | 13-217 | 1 | KKM/JKN/HSA/10-05-01/H/15/629 | 4300 | 4300 |  | 2026-01-01
1695 | BEMS | P0 | Hospital Shah Alam, Selangor | Jabatan Perubatan Am | Unit Rawatan Koronari (CCU) | Infusion Pumps, Syringe | PUMP SYRINGE BASIC DOSE RATE (STAND ALONE) | Therapeutic | Intermediate | 13-217 | 1 | KKM/JKN/HSA/10-05-01/H/15/630 | 4300 | 4300 |  | 2026-01-01
1696 | BEMS | P0 | Hospital Shah Alam, Selangor | Jabatan Perubatan Am | Unit Rawatan Koronari (CCU) | Infusion Pumps, Syringe | PUMP SYRINGE BASIC DOSE RATE (STAND ALONE) | Therapeutic | Intermediate | 13-217 | 1 | KKM/JKN/HSA/10-05-01/H/15/632 | 4300 | 4300 |  | 2026-01-01
1697 | BEMS | P0 | Hospital Shah Alam, Selangor | Jabatan Perubatan Am | Unit Rawatan Koronari (CCU) | Infusion Pumps, Syringe | PUMP SYRINGE BASIC DOSE RATE (STAND ALONE) | Therapeutic | Intermediate | 13-217 | 1 | KKM/JKN/HSA/10-05-01/H/15/635 | 4300 | 4300 |  | 2026-01-01
1698 | BEMS | P0 | Hospital Shah Alam, Selangor | Jabatan Perubatan Am | Unit Rawatan Koronari (CCU) | Infusion Pumps, Syringe | PUMP SYRINGE BASIC DOSE RATE (STAND ALONE) | Therapeutic | Intermediate | 13-217 | 1 | KKM/JKN/HSA/10-05-01/H/15/636 | 4300 | 4300 |  | 2026-01-01
1699 | BEMS | P0 | Hospital Shah Alam, Selangor | Jabatan Perubatan Am | Unit Rawatan Koronari (CCU) | Infusion Pumps, Syringe | PUMP SYRINGE BASIC DOSE RATE (STAND ALONE) | Therapeutic | Intermediate | 13-217 | 1 | KKM/JKN/HSA/10-05-01/H/15/637 | 4300 | 4300 |  | 2026-01-01
1700 | BEMS | P0 | Hospital Shah Alam, Selangor | Jabatan Perubatan Am | Unit Rawatan Koronari (CCU) | Infusion Pumps, Syringe | PUMP SYRINGE BASIC DOSE RATE (STAND ALONE) | Therapeutic | Intermediate | 13-217 | 1 | KKM/JKN/HSA/10-05-01/H/15/638 | 4300 | 4300 |  | 2026-01-01
1701 | BEMS | P0 | Hospital Shah Alam, Selangor | Jabatan Perubatan Am | Unit Rawatan Koronari (CCU) | Infusion Pumps, Syringe | PUMP SYRINGE BASIC DOSE RATE (STAND ALONE) | Therapeutic | Intermediate | 13-217 | 1 | KKM/JKN/HSA/10-05-01/H/15/639 | 4300 | 4300 |  | 2026-01-01
1702 | BEMS | P0 | Hospital Shah Alam, Selangor | Jabatan Perubatan Am | Unit Rawatan Koronari (CCU) | Infusion Pumps, Syringe | PUMP SYRINGE BASIC DOSE RATE (STAND ALONE) | Therapeutic | Intermediate | 13-217 | 1 | KKM/JKN/HSA/10-05-01/H/15/640 | 4300 | 4300 |  | 2026-01-01
1703 | BEMS | P0 | Hospital Shah Alam, Selangor | Jabatan Perubatan Am | Unit Rawatan Koronari (CCU) | Infusion Pumps, Syringe | PUMP SYRINGE BASIC DOSE RATE (STAND ALONE) | Therapeutic | Intermediate | 13-217 | 1 | KKM/JKN/HSA/10-05-01/H/15/641 | 4300 | 4300 |  | 2026-01-01
1704 | BEMS | P0 | Hospital Shah Alam, Selangor | Jabatan Perubatan Am | Unit Rawatan Koronari (CCU) | Infusion Pumps, Syringe | PUMP SYRINGE BASIC DOSE RATE (STAND ALONE) | Therapeutic | Intermediate | 13-217 | 1 | KKM/JKN/HSA/10-05-01/H/15/642 | 4300 | 4300 |  | 2026-01-01
1705 | BEMS | P0 | Hospital Shah Alam, Selangor | Jabatan Perubatan Am | Unit Rawatan Koronari (CCU) | Infusion Pumps, Syringe | PUMP SYRINGE BASIC DOSE RATE (STAND ALONE) | Therapeutic | Intermediate | 13-217 | 1 | KKM/JKN/HSA/10-05-01/H/15/643 | 4300 | 4300 |  | 2026-01-01
1706 | BEMS | P0 | Hospital Shah Alam, Selangor | Jabatan Perubatan Am | Unit Rawatan Koronari (CCU) | Infusion Pumps, Syringe | PUMP SYRINGE BASIC DOSE RATE (STAND ALONE) | Therapeutic | Intermediate | 13-217 | 1 | KKM/JKN/HSA/10-05-01/H/15/644 | 4300 | 4300 |  | 2026-01-01
1707 | BEMS | P0 | Hospital Shah Alam, Selangor | Jabatan Perubatan Am | Unit Rawatan Koronari (CCU) | Infusion Pumps, Syringe | PUMP SYRINGE BASIC DOSE RATE (STAND ALONE) | Therapeutic | Intermediate | 13-217 | 1 | KKM/JKN/HSA/10-05-01/H/15/645 | 4300 | 4300 |  | 2026-01-01
1708 | BEMS | P0 | Hospital Shah Alam, Selangor | Jabatan Perubatan Am | Unit Rawatan Koronari (CCU) | Infusion Pumps, Syringe | PUMP SYRINGE BASIC DOSE RATE (STAND ALONE) | Therapeutic | Intermediate | 13-217 | 1 | KKM/JKN/HSA/10-05-01/H/15/646 | 4300 | 4300 |  | 2026-01-01
1709 | BEMS | P0 | Hospital Shah Alam, Selangor | Jabatan Perubatan Am | Unit Rawatan Koronari (CCU) | Infusion Pumps, Syringe | PUMP SYRINGE BASIC DOSE RATE (STAND ALONE) | Therapeutic | Intermediate | 13-217 | 1 | KKM/JKN/HSA/10-05-01/H/15/647 | 4300 | 4300 |  | 2026-01-01
1710 | BEMS | P0 | Hospital Shah Alam, Selangor | Jabatan Perubatan Am | Unit Rawatan Koronari (CCU) | Infusion Pumps, Syringe | PUMP SYRINGE BASIC DOSE RATE (STAND ALONE) | Therapeutic | Intermediate | 13-217 | 1 | KKM/JKN/HSA/10-05-01/H/15/648 | 4300 | 4300 |  | 2026-01-01
1711 | BEMS | P0 | Hospital Shah Alam, Selangor | Jabatan Perubatan Am | Unit Rawatan Koronari (CCU) | Infusion Pumps, Syringe | PUMP SYRINGE BASIC DOSE RATE (STAND ALONE) | Therapeutic | Intermediate | 13-217 | 1 | KKM/JKN/HSA/10-05-01/H/15/649 | 4300 | 4300 |  | 2026-01-01
1712 | BEMS | P0 | Hospital Shah Alam, Selangor | Jabatan Perubatan Am | Unit Rawatan Koronari (CCU) | Infusion Pumps, Syringe | PUMP SYRINGE BASIC DOSE RATE (STAND ALONE) | Therapeutic | Intermediate | 13-217 | 1 | KKM/JKN/HSA/10-05-01/H/15/650 | 4300 | 4300 |  | 2026-01-01
1713 | BEMS | P0 | Hospital Shah Alam, Selangor | Jabatan Perubatan Am | Unit Rawatan Koronari (CCU) | Infusion Pumps, Syringe | PUMP SYRINGE BASIC DOSE RATE (STAND ALONE) | Therapeutic | Intermediate | 13-217 | 1 | KKM/JKN/HSA/10-05-01/H/15/651 | 4300 | 4300 |  | 2026-01-01
1714 | BEMS | P0 | Hospital Shah Alam, Selangor | Jabatan Anestesiologi & Rawatan Kritikal | High Dependency Ward (HDW) | Infusion Pumps, Syringe | PUMP SYRINGE BASIC DOSE RATE (STAND ALONE) | Therapeutic | Intermediate | 13-217 | 1 | KKM/JKN/HSA/10-05-01/H/15/685 | 4300 | 4300 |  | 2026-01-01
1715 | BEMS | P0 | Hospital Shah Alam, Selangor | Jabatan Anestesiologi & Rawatan Kritikal | Dewan Bedah Utama (GOT) | Warming Units, Patient, Forced-Air | WARMER, CONVECTIVE AIR | Therapeutic | Basic | 17-950 | 1 | KKM/JKN/HSA/10-05-01/H/15/2450 | 6560 | 6560 |  | 2026-01-01
1716 | BEMS | P0 | Hospital Shah Alam, Selangor | Jabatan Anestesiologi & Rawatan Kritikal | Dewan Bedah Utama (GOT) | Warming Units, Patient, Forced-Air | WARMER, CONVECTIVE AIR | Therapeutic | Basic | 17-950 | 1 | KKM/JKN/HSA/10-05-01/H/15/2451 | 6560 | 6560 |  | 2026-01-01
1717 | BEMS | P0 | Hospital Shah Alam, Selangor | Jabatan Anestesiologi & Rawatan Kritikal | Dewan Bedah Utama (GOT) | Warming Units, Patient, Forced-Air | WARMER, CONVECTIVE AIR | Therapeutic | Basic | 17-950 | 1 | KKM/JKN/HSA/10-05-01/H/15/2452 | 6560 | 6560 |  | 2026-01-01
1718 | BEMS | P0 | Hospital Shah Alam, Selangor | Jabatan Kecemasan & Trauma | Jabatan Kecemasan & Trauma | Aspirators, Surgical | SUCTION UNIT MOBILE SINGLE JAR 2L | Therapeutic | Basic | 10-217 | 1 | KKM/JKN/HSA/10-05-01/H/15/1167 | 5900 | 5900 |  | 2026-01-01
1719 | BEMS | P0 | Hospital Shah Alam, Selangor | Jabatan Anestesiologi & Rawatan Kritikal | Dewan Bedah Utama (GOT) | Aspirators, Surgical | SUCTION UNIT TWIN JAR PIPELINE | Therapeutic | Basic | 10-217 | 1 | KKM/JKN/HSA/10-05-01/R/15/7337 | 1475 | 1475 |  | 2026-01-01
1720 | BEMS | P0 | Hospital Shah Alam, Selangor | Jabatan Anestesiologi & Rawatan Kritikal | Dewan Bedah Utama (GOT) | Aspirators, Surgical | SUCTION UNIT TWIN JAR PIPELINE | Therapeutic | Basic | 10-217 | 1 | KKM/JKN/HSA/10-05-01/R/15/7338 | 1475 | 1475 |  | 2026-01-01
1721 | BEMS | P0 | Hospital Shah Alam, Selangor | Jabatan Anestesiologi & Rawatan Kritikal | Dewan Bedah Utama (GOT) | Aspirators, Surgical | SUCTION UNIT TWIN JAR PIPELINE | Therapeutic | Basic | 10-217 | 1 | KKM/JKN/HSA/10-05-01/R/15/7340 | 1475 | 1475 |  | 2026-01-01
1722 | BEMS | P0 | Hospital Shah Alam, Selangor | Jabatan Anestesiologi & Rawatan Kritikal | Dewan Bedah Utama (GOT) | Aspirators, Surgical | SUCTION UNIT TWIN JAR PIPELINE | Therapeutic | Basic | 10-217 | 1 | KKM/JKN/HSA/10-05-01/R/15/7341 | 1475 | 1475 |  | 2026-01-01
1723 | BEMS | P0 | Hospital Shah Alam, Selangor | Jabatan Bedah Mulut & Pergigian Pediatrik | Klinik Bedah Mulut & Klinik Pergigian Pediatrik | Ophthalmoscopes, Indirect | PRISM LOUPE OPERATING | Therapeutic | Basic | 12-818 | 1 | KKM/JKN/HSA/10-05-01/H/15/1161 | 10200 | 10200 |  | 2026-01-01
1724 | BEMS | P0 | Hospital Shah Alam, Selangor | Jabatan Bedah Mulut & Pergigian Pediatrik | Klinik Bedah Mulut & Klinik Pergigian Pediatrik | Ophthalmoscopes, Indirect | PRISM LOUPE OPERATING | Therapeutic | Basic | 12-818 | 1 | KKM/JKN/HSA/10-05-01/H/15/1162 | 10200 | 10200 |  | 2026-01-01
1725 | BEMS | P0 | Hospital Shah Alam, Selangor | Jabatan Bedah Mulut & Pergigian Pediatrik | Klinik Bedah Mulut & Klinik Pergigian Pediatrik | Ophthalmoscopes, Indirect | PRISM LOUPE OPERATING | Therapeutic | Basic | 12-818 | 1 | KKM/JKN/HSA/10-05-01/H/15/4218 | 10200 | 10200 |  | 2026-01-01
1726 | BEMS | P0 | Hospital Shah Alam, Selangor | Jabatan Bedah Mulut & Pergigian Pediatrik | Klinik Bedah Mulut & Klinik Pergigian Pediatrik | Articulators, Dental | ARTICULATOR W/MAGNET AND FACE BOW | Therapeutic | Basic | 11-160 | 1 | KKM/JKN/HSA/10-05-01/H/15/4215 | 9666.8 | 9666.8 |  | 2026-01-01
1727 | BEMS | P0 | Hospital Shah Alam, Selangor | Jabatan Bedah Mulut & Pergigian Pediatrik | Klinik Bedah Mulut & Klinik Pergigian Pediatrik | Articulators, Dental | ARTICULATOR W/MAGNET AND FACE BOW | Therapeutic | Basic | 11-160 | 1 | KKM/JKN/HSA/10-05-01/H/15/4216 | 9666.8 | 9666.8 |  | 2026-01-01
1728 | BEMS | P0 | Hospital Shah Alam, Selangor | Jabatan Bedah Mulut & Pergigian Pediatrik | Klinik Bedah Mulut & Klinik Pergigian Pediatrik | Trimmers, Model, Dental | MODEL SURVEYOR | Therapeutic | Basic | 20-000 | 1 | KKM/JKN/HSA/10-05-01/H/15/1661 | 2200 | 2200 |  | 2026-01-01
1729 | BEMS | P0 | Hospital Shah Alam, Selangor | Jabatan Oftalmologi | Jabatan Kecemasan & Trauma | Charts, Eye, Visual Acuity | SNELLEN TEST CHART W/4 DOT TEST W/M | Diagnostic | Basic | 16-800 | 1 | KKM/JKN/HSA/10-05-01/H/15/4894 | 7150 | 7150 |  | 2026-01-01
1730 | BEMS | P0 | Hospital Shah Alam, Selangor | Jabatan Bedah Mulut & Pergigian Pediatrik | Klinik Bedah Mulut & Klinik Pergigian Pediatrik | Vibrators | VIBRATOR UNIT | Therapeutic | Basic | 14-369 | 1 | KKM/JKN/HSA/10-05-01/R/15/15058 | 1100 | 1100 |  | 2026-01-01
1731 | BEMS | P0 | Hospital Shah Alam, Selangor | Jabatan Bedah Mulut & Pergigian Pediatrik | Klinik Bedah Mulut & Klinik Pergigian Pediatrik | Heating Units | WAX POT | Therapeutic | Basic | 17-849 | 1 | KKM/JKN/HSA/10-05-01/R/15/15059 | 920 | 920 |  | 2026-01-01
1732 | BEMS | P0 | Hospital Shah Alam, Selangor | Jabatan Anestesiologi & Rawatan Kritikal | Dewan Bedah Utama (GOT) | Drills, Bone | DRILL SURGICAL, ORTHO. BIG BONE, ELECTRIC | Therapeutic | Intermediate | 11-331 | 1 | KKM/JKN/HSA/10-05-01/H/15/3633 | 89185 | 89185 |  | 2026-01-01
1733 | BEMS | P0 | Hospital Shah Alam, Selangor | Jabatan Anestesiologi & Rawatan Kritikal | Dewan Bedah Utama (GOT) | Drills, Bone | DRILL SURGICAL, ORTHO. BIG BONE, ELECTRIC | Therapeutic | Intermediate | 11-331 | 1 | KKM/JKN/HSA/10-05-01/H/15/3631 | 89185 | 89185 |  | 2026-01-01
1734 | BEMS | P0 | Hospital Shah Alam, Selangor | Jabatan Kecemasan & Trauma | Jabatan Kecemasan & Trauma | Analgesia Units, Inhalation | ANALGESIA UNIT 2 GAS | Therapeutic | Basic | 16-953 | 1 | KKM/JKN/HSA/10-05-01/H/15/5396 | 3500 | 3500 |  | 2026-01-01
1735 | BEMS | P0 | Hospital Shah Alam, Selangor | Jabatan Radiologi | Jabatan Radiologi | Sensitometers, Radiographic | Dual color electronic sensitometer | Radiology | Basic | 16-563 | 1 | KKM/JKN/HSA/10-05-01/H/15/5089 | 4000 | 4000 |  | 2026-01-01
1736 | BEMS | P0 | Hospital Shah Alam, Selangor | Jabatan Radiologi | Jabatan Radiologi | Densitometers | Densitometer | Radiology | Intermediate | 15-129 | 1 | KKM/JKN/HSA/10-05-01/H/15/5088 | 5000 | 5000 |  | 2026-01-01
1737 | BEMS | P0 | Hospital Shah Alam, Selangor | Jabatan Anestesiologi & Rawatan Kritikal | Dewan Bedah Utama (GOT) | Ultrasound Surgical Units | HARMONIC SCALPEL | Therapeutic | Intermediate | 18-049 | 1 | KKM/JKN/HSA/10-05-01/H/15/5272 | 550000 | 550000 |  | 2026-01-01
1738 | BEMS | P0 | Hospital Shah Alam, Selangor | Jabatan Anestesiologi & Rawatan Kritikal | Dewan Bedah Utama (GOT) | Arthroscopic Shaver Systems | SHAVER UNIT FOR ARTHROSCOPY | Therapeutic | Intermediate | 17-918 | 1 | KKM/JKN/HSA/10-05-01/H/15/5273 | 33600 | 33600 |  | 2026-01-01
1739 | BEMS | P0 | Hospital Shah Alam, Selangor | Jabatan Radiologi | Jabatan Radiologi | Tourniquets, Pneumatic | TOURNIQUET FOR VENOGRAM | Therapeutic | Basic | 14-074 | 1 | KKM/JKN/HSA/10-05-01/H/15/4996 | 5200 | 5200 |  | 2026-01-01
1740 | BEMS | P0 | Hospital Shah Alam, Selangor | Jabatan Perubatan Rehabilitasi | Jabatan Perubatan Rehabilitasi | Treadmills | TRICYCLE EXERCISE CHILDREN | Diagnostic | Basic | 14-141 | 1 | KKM/JKN/HSA/10-05-01/H/15/1354 | 6917 | 6917 |  | 2026-01-01
1741 | BEMS | P0 | Hospital Shah Alam, Selangor | Jabatan Anestesiologi & Rawatan Kritikal | Dewan Bedah Utama (GOT) | Hand Drills, Surgical | DRILL, SURGICAL, MULTIPURPOSE W/IRRIGATION | Therapeutic | Intermediate | 17-954 | 1 | KKM/JKN/HSA/10-05-01/H/15/5275 | 117000 | 117000 |  | 2026-01-01
1742 | BEMS | P0 | Hospital Shah Alam, Selangor | Jabatan Anestesiologi & Rawatan Kritikal | Dewan Bedah Utama (GOT) | Hand Drills, Surgical | DRILL, SURGICAL, MULTIPURPOSE W/IRRIGATION | Therapeutic | Intermediate | 17-954 | 1 | KKM/JKN/HSA/10-05-01/H/15/5276 | 117000 | 117000 |  | 2026-01-01
1743 | BEMS | P0 | Hospital Shah Alam, Selangor | Jabatan Anestesiologi & Rawatan Kritikal | Dewan Bedah Utama (GOT) | Hand Drills, Surgical | DRILL, SURGICAL, MULTIPURPOSE W/IRRIGATION | Therapeutic | Intermediate | 17-954 | 1 | KKM/JKN/HSA/10-05-01/H/15/5277 | 117000 | 117000 |  | 2026-01-01
1744 | BEMS | P0 | Hospital Shah Alam, Selangor | Jabatan Anestesiologi & Rawatan Kritikal | Dewan Bedah Utama (GOT) | Drills, Bone | DRILL, SURGICAL, ORTHO. SMALL BONE, ELECTRIC | Therapeutic | Intermediate | 11-331 | 1 | KKM/JKN/HSA/10-05-01/H/15/5278 | 47600 | 47600 |  | 2026-01-01
1745 | BEMS | P0 | Hospital Shah Alam, Selangor | Jabatan Anestesiologi & Rawatan Kritikal | Dewan Bedah Utama (GOT) | Drills, Bone | DRILL, SURGICAL, ORTHO. SMALL BONE, ELECTRIC | Therapeutic | Intermediate | 11-331 | 1 | KKM/JKN/HSA/10-05-01/H/15/5279 | 47600 | 47600 |  | 2026-01-01
1746 | BEMS | P0 | Hospital Shah Alam, Selangor | Jabatan Anestesiologi & Rawatan Kritikal | Dewan Bedah Utama (GOT) | Drills, Bone | DRILL, SURGICAL, SMALL BONE, PNEUMATIC | Therapeutic | Intermediate | 11-331 | 1 | KKM/JKN/HSA/10-05-01/H/15/5280 | 80900 | 80900 |  | 2026-01-01
1747 | BEMS | P0 | Hospital Shah Alam, Selangor | Jabatan Anestesiologi & Rawatan Kritikal | Dewan Bedah Utama (GOT) | Drills, Bone | DRILL, SURGICAL, SMALL BONE, PNEUMATIC | Therapeutic | Intermediate | 11-331 | 1 | KKM/JKN/HSA/10-05-01/H/15/5281 | 80900 | 80900 |  | 2026-01-01
1748 | BEMS | P0 | Hospital Shah Alam, Selangor | Jabatan Anestesiologi & Rawatan Kritikal | Dewan Bedah Utama (GOT) | Drills, Bone | DRILL, SURGICAL, SMALL BONE, PNEUMATIC | Therapeutic | Intermediate | 11-331 | 1 | KKM/JKN/HSA/10-05-01/H/15/5282 | 80900 | 80900 |  | 2026-01-01
1749 | BEMS | P0 | Hospital Shah Alam, Selangor | Jabatan Bedah Mulut & Pergigian Pediatrik | Klinik Bedah Mulut & Klinik Pergigian Pediatrik | Polishing unit, Dental | POLISHING UNIT | Therapeutic | Basic | 88-008 | 1 | KKM/JKN/HSA/10-05-01/H/15/5074 | 13100 | 13100 |  | 2026-01-01
1750 | BEMS | P0 | Hospital Shah Alam, Selangor | Jabatan Pembedahan Am | Unit Rawatan Perubatan Harian | Television Systems | MONITOR 20" | Diagnostic | Intermediate | 16-603 | 1 | KKM/JKN/HSA/10-05-01/H/15/1437-1 | 3080 | 3080 |  | 2026-01-01
1751 | BEMS | P0 | Hospital Shah Alam, Selangor | Jabatan Otorinolaringologi (ORL) | Klinik Otorinolaringologi (ORL) | Television Systems | MONITOR 20" | Diagnostic | Intermediate | 16-603 | 1 | KKM/JKN/HSA/10-05-01/H/15/1452-1 | 3080 | 3080 |  | 2026-01-01
1752 | BEMS | P0 | Hospital Shah Alam, Selangor | Jabatan Otorinolaringologi (ORL) | Klinik Otorinolaringologi (ORL) | Analyzers, Physiologic, Middle Ear | VIDEO NYSTAGMOGRAPHY | Diagnostic | Intermediate | 15-634 | 1 | KKM/JKN/HSA/10-05-01/H/15/5258 | 246400 | 246400 |  | 2026-01-01
1753 | BEMS | P0 | Hospital Shah Alam, Selangor | Jabatan Anestesiologi & Rawatan Kritikal | Dewan Bedah Utama (GOT) | Tourniquets, Pneumatic | TOURNIQUET PNEUMATIC ONE CUFF | Therapeutic | Basic | 14-074 | 1 | KKM/JKN/HSA/10-05-01/H/15/5109 | 11396 | 11396 |  | 2026-01-01
1754 | BEMS | P0 | Hospital Shah Alam, Selangor | Jabatan Anestesiologi & Rawatan Kritikal | Dewan Bedah Utama (GOT) | Tourniquets, Pneumatic | TOURNIQUET PNEUMATIC ONE CUFF | Therapeutic | Basic | 14-074 | 1 | KKM/JKN/HSA/10-05-01/H/15/5110 | 11396 | 11396 |  | 2026-01-01
1755 | BEMS | P0 | Hospital Shah Alam, Selangor | Jabatan Anestesiologi & Rawatan Kritikal | Dewan Bedah Utama (GOT) | Tourniquets, Pneumatic | TOURNIQUET PNEUMATIC ONE CUFF | Therapeutic | Basic | 14-074 | 1 | KKM/JKN/HSA/10-05-01/H/15/5111 | 11396 | 11396 |  | 2026-01-01
1756 | BEMS | P0 | Hospital Shah Alam, Selangor | Jabatan Patologi | Jabatan Patologi | Heating Blocks | BATH DRY WITH TEST TUBE BLOCKS | Therapeutic | Basic | 15-105 | 1 | KKM/JKN/HSA/10-05-01/H/15/5393 | 4600 | 4600 |  | 2026-01-01
1757 | BEMS | P0 | Hospital Shah Alam, Selangor | Jabatan Anestesiologi & Rawatan Kritikal | Unit Rawatan Rapi (ICU) | Pumps, Enteral Feeding | PUMP ENTERAL FEEDING | Therapeutic | Basic | 13-209 | 1 | KKM/JKN/HSA/10-05-01/H/15/5112 | 2975 | 2975 |  | 2026-01-01
1758 | BEMS | P0 | Hospital Shah Alam, Selangor | Jabatan Anestesiologi & Rawatan Kritikal | Unit Rawatan Rapi (ICU) | Pumps, Enteral Feeding | PUMP ENTERAL FEEDING | Therapeutic | Basic | 13-209 | 1 | KKM/JKN/HSA/10-05-01/H/15/5113 | 2975 | 2975 |  | 2026-01-01
1759 | BEMS | P0 | Hospital Shah Alam, Selangor | Jabatan Anestesiologi & Rawatan Kritikal | Unit Rawatan Rapi (ICU) | Pumps, Enteral Feeding | PUMP ENTERAL FEEDING | Therapeutic | Basic | 13-209 | 1 | KKM/JKN/HSA/10-05-01/H/15/5114 | 2975 | 2975 |  | 2026-01-01
1760 | BEMS | P0 | Hospital Shah Alam, Selangor | Jabatan Anestesiologi & Rawatan Kritikal | Unit Rawatan Rapi (ICU) | Pumps, Enteral Feeding | PUMP ENTERAL FEEDING | Therapeutic | Basic | 13-209 | 1 | KKM/JKN/HSA/10-05-01/H/15/5115 | 2975 | 2975 |  | 2026-01-01
1761 | BEMS | P0 | Hospital Shah Alam, Selangor | Jabatan Anestesiologi & Rawatan Kritikal | Unit Rawatan Rapi (ICU) | Pumps, Enteral Feeding | PUMP ENTERAL FEEDING | Therapeutic | Basic | 13-209 | 1 | KKM/JKN/HSA/10-05-01/H/15/5116 | 2975 | 2975 |  | 2026-01-01
1762 | BEMS | P0 | Hospital Shah Alam, Selangor | Jabatan Anestesiologi & Rawatan Kritikal | Unit Rawatan Rapi (ICU) | Pumps, Enteral Feeding | PUMP ENTERAL FEEDING | Therapeutic | Basic | 13-209 | 1 | KKM/JKN/HSA/10-05-01/H/15/5117 | 2975 | 2975 |  | 2026-01-01
1763 | BEMS | P0 | Hospital Shah Alam, Selangor | Jabatan Anestesiologi & Rawatan Kritikal | Unit Rawatan Rapi (ICU) | Pumps, Enteral Feeding | PUMP ENTERAL FEEDING | Therapeutic | Basic | 13-209 | 1 | KKM/JKN/HSA/10-05-01/H/15/5118 | 2975 | 2975 |  | 2026-01-01
1764 | BEMS | P0 | Hospital Shah Alam, Selangor | Unit Hemodialisis | Unit Hemodialisis | Water Purification Systems, Reverse Osmosis | RO SYSTEM | Therapeutic | Intermediate | 14-437 | 1 | KKM/JKN/HSA/10-05-01/H/15/5382 | 125000 | 125000 |  | 2026-01-01
1765 | BEMS | P0 | Hospital Shah Alam, Selangor | Unit Hemodialisis | Unit Hemodialisis | Water Purification Systems, Reverse Osmosis | RO SYSTEM | Therapeutic | Intermediate | 14-437 | 1 | KKM/JKN/HSA/10-05-01/H/15/5383 | 125000 | 125000 |  | 2026-01-01
1766 | BEMS | P0 | Hospital Shah Alam, Selangor | Unit Hemodialisis | Unit Hemodialisis | Water Purification Systems, Reverse Osmosis | RO Water Storage Tank | Therapeutic | Intermediate | 14-437 | 1 | KKM/JKN/HSA/10-05-01/H/15/5388 | 43000 | 43000 |  | 2026-01-01
1767 | BEMS | P0 | Hospital Shah Alam, Selangor | Unit Hemodialisis | Unit Hemodialisis | Water Purification Systems, Reverse Osmosis | RO Raw Water Tank | Therapeutic | Intermediate | 14-437 | 1 | KKM/JKN/HSA/10-05-01/H/15/5389 | 5800 | 5800 |  | 2026-01-01
1768 | BEMS | P0 | Hospital Shah Alam, Selangor | Jabatan Obstetrik & Ginekologi | Klinik Obstetrik & Ginekologi | Incubators, Laboratory, Thermocycling | INCUBATOR BACTERIOLOGICAL | Laboratory | Intermediate | 18-013 | 1 | KKM/JKN/HSA/10-05-01/H/15/5122 | 6000 | 6000 |  | 2026-01-01
1769 | BEMS | P0 | Hospital Shah Alam, Selangor | Jabatan Obstetrik & Ginekologi | Klinik Obstetrik & Ginekologi | Centrifuges, Tabletop, Low-Speed, Refrigerated | CENTRIFUGE BENCHTOP REFRIGERATED | Laboratory | Intermediate | 18-265 | 1 | KKM/JKN/HSA/10-05-01/H/15/5120 | 7670 | 7670 |  | 2026-01-01
1770 | BEMS | P0 | Hospital Shah Alam, Selangor | Jabatan Obstetrik & Ginekologi | Dewan Bersalin (LDU) | Physiologic Monitoring Systems, Acute Care | MONITOR, TRANSPORT | Diagnostic | Intermediate | 12-647 | 1 | KKM/JKN/HSA/10-05-01/H/15/582 | 15500 | 15500 |  | 2026-01-01
1771 | BEMS | P0 | Hospital Shah Alam, Selangor | Jabatan Pembedahan Am | Unit Rawatan Perubatan Harian | Gastroscopes, Flexible, Video | VIDEO GASTROSCOPE, PAEDIATRIC | Diagnostic | Intermediate | 17-663 | 1 | KKM/JKN/HSA/10-05-01/H/15/1656 | 45860 | 45860 |  | 2026-01-01
1772 | BEMS | P0 | Hospital Shah Alam, Selangor | Jabatan Anestesiologi & Rawatan Kritikal | Dewan Bedah Utama (GOT) | Cameras, Video, Endoscope | ENDOSCOPY CAMERA | Diagnostic | Intermediate | 17-002 | 1 | KKM/JKN/HSA/10-05-01/H/15/2054 | 58450 | 58450 |  | 2026-01-01
1773 | BEMS | P0 | Hospital Shah Alam, Selangor | Jabatan Anestesiologi & Rawatan Kritikal | Dewan Bedah Utama (GOT) | Cameras, Video, Endoscope | ENDOSCOPY CAMERA | Diagnostic | Intermediate | 17-002 | 1 | KKM/JKN/HSA/10-05-01/H/15/2055 | 58450 | 58450 |  | 2026-01-01
1774 | BEMS | P0 | Hospital Shah Alam, Selangor | Jabatan Anestesiologi & Rawatan Kritikal | Dewan Bedah Utama (GOT) | Cameras, Video, Endoscope | ENDOSCOPY CAMERA | Diagnostic | Intermediate | 17-002 | 1 | KKM/JKN/HSA/10-05-01/H/15/2056 | 58450 | 58450 |  | 2026-01-01
1775 | BEMS | P0 | Hospital Shah Alam, Selangor | Jabatan Otorinolaringologi (ORL) | Klinik Otorinolaringologi (ORL) | Cameras, Video, Endoscope | ENDOSCOPY CAMERA | Diagnostic | Intermediate | 17-002 | 1 | KKM/JKN/HSA/10-05-01/H/15/2057 | 58450 | 58450 |  | 2026-01-01
1776 | BEMS | P0 | Hospital Shah Alam, Selangor | Jabatan Perubatan Am | Unit Rawatan Koronari (CCU) | Physiologic Monitoring Systems, Acute Care | MONITOR PRE-CONFIG 6-CH ECG/RR/SPO2/NIBP/2TEMP/2IBP/12L/ARRHYTH | Diagnostic | Intermediate | 12-647 | 1 | KKM/JKN/HSA/10-05-01/H/15/5384 | 19200 | 19200 |  | 2026-01-01
1777 | BEMS | P0 | Hospital Shah Alam, Selangor | Jabatan Perubatan Am | Unit Rawatan Koronari (CCU) | Physiologic Monitoring Systems, Acute Care | MONITOR PRE-CONFIG 6-CH ECG/RR/SPO2/NIBP/2TEMP/2IBP/12L/ARRHYTH | Diagnostic | Intermediate | 12-647 | 1 | KKM/JKN/HSA/10-05-01/H/15/5385 | 19200 | 19200 |  | 2026-01-01
1778 | BEMS | P0 | Hospital Shah Alam, Selangor | Jabatan Perubatan Am | Unit Rawatan Koronari (CCU) | Physiologic Monitoring Systems, Acute Care | MONITOR PRE-CONFIG 6-CH ECG/RR/SPO2/NIBP/2TEMP/2IBP/12L/ARRHYTH | Diagnostic | Intermediate | 12-647 | 1 | KKM/JKN/HSA/10-05-01/H/15/5386 | 19200 | 19200 |  | 2026-01-01
1779 | BEMS | P0 | Hospital Shah Alam, Selangor | Jabatan Perubatan Am | Unit Rawatan Koronari (CCU) | Physiologic Monitoring Systems, Acute Care | MONITOR PRE-CONFIG 6-CH ECG/RR/SPO2/NIBP/2TEMP/2IBP/12L/ARRHYTH | Diagnostic | Intermediate | 12-647 | 1 | KKM/JKN/HSA/10-05-01/H/15/5387 | 19200 | 19200 |  | 2026-01-01
1780 | BEMS | P0 | Hospital Shah Alam, Selangor | Jabatan Anestesiologi & Rawatan Kritikal | High Dependency Ward (HDW) | Physiologic Monitoring Systems, Acute Care | MONITOR MODULAR 8-CH ECG/RR/NIBP/SPO2/2TEMP/2IBP | Diagnostic | Intermediate | 12-647 | 1 | KKM/JKN/HSA/10-05-01/H/15/5290 | 32900 | 32900 |  | 2026-01-01
1781 | BEMS | P0 | Hospital Shah Alam, Selangor | Jabatan Anestesiologi & Rawatan Kritikal | High Dependency Ward (HDW) | Physiologic Monitoring Systems, Acute Care | MONITOR MODULAR 8-CH ECG/RR/NIBP/SPO2/2TEMP/2IBP | Diagnostic | Intermediate | 12-647 | 1 | KKM/JKN/HSA/10-05-01/H/15/5291 | 32900 | 32900 |  | 2026-01-01
1782 | BEMS | P0 | Hospital Shah Alam, Selangor | Jabatan Anestesiologi & Rawatan Kritikal | High Dependency Ward (HDW) | Physiologic Monitoring Systems, Acute Care | MONITOR MODULAR 8-CH ECG/RR/NIBP/SPO2/2TEMP/2IBP | Diagnostic | Intermediate | 12-647 | 1 | KKM/JKN/HSA/10-05-01/H/15/5292 | 32900 | 32900 |  | 2026-01-01
1783 | BEMS | P0 | Hospital Shah Alam, Selangor | Jabatan Anestesiologi & Rawatan Kritikal | High Dependency Ward (HDW) | Physiologic Monitoring Systems, Acute Care | MONITOR MODULAR 8-CH ECG/RR/NIBP/SPO2/2TEMP/2IBP | Diagnostic | Intermediate | 12-647 | 1 | KKM/JKN/HSA/10-05-01/H/15/5293 | 32900 | 32900 |  | 2026-01-01
1784 | BEMS | P0 | Hospital Shah Alam, Selangor | Jabatan Anestesiologi & Rawatan Kritikal | High Dependency Ward (HDW) | Physiologic Monitoring Systems, Acute Care | MONITOR MODULAR 8-CH ECG/RR/NIBP/SPO2/2TEMP/2IBP | Diagnostic | Intermediate | 12-647 | 1 | KKM/JKN/HSA/10-05-01/H/15/5294 | 32900 | 32900 |  | 2026-01-01
1785 | BEMS | P0 | Hospital Shah Alam, Selangor | Jabatan Anestesiologi & Rawatan Kritikal | High Dependency Ward (HDW) | Physiologic Monitoring Systems, Acute Care | MONITOR MODULAR 8-CH ECG/RR/NIBP/SPO2/2TEMP/2IBP | Diagnostic | Intermediate | 12-647 | 1 | KKM/JKN/HSA/10-05-01/H/15/5295 | 32900 | 32900 |  | 2026-01-01
1786 | BEMS | P0 | Hospital Shah Alam, Selangor | Jabatan Anestesiologi & Rawatan Kritikal | High Dependency Ward (HDW) | Physiologic Monitoring Systems, Acute Care | MONITOR MODULAR 8-CH ECG/RR/NIBP/SPO2/2TEMP/2IBP | Diagnostic | Intermediate | 12-647 | 1 | KKM/JKN/HSA/10-05-01/H/15/5296 | 32900 | 32900 |  | 2026-01-01
1787 | BEMS | P0 | Hospital Shah Alam, Selangor | Jabatan Anestesiologi & Rawatan Kritikal | High Dependency Ward (HDW) | Physiologic Monitoring Systems, Acute Care | MONITOR MODULAR 8-CH ECG/RR/NIBP/SPO2/2TEMP/2IBP | Diagnostic | Intermediate | 12-647 | 1 | KKM/JKN/HSA/10-05-01/H/15/5297 | 32900 | 32900 |  | 2026-01-01
1788 | BEMS | P0 | Hospital Shah Alam, Selangor | Jabatan Anestesiologi & Rawatan Kritikal | High Dependency Ward (HDW) | Physiologic Monitoring Systems, Acute Care | MONITOR MODULAR 8-CH ECG/RR/NIBP/SPO2/2TEMP/2IBP | Diagnostic | Intermediate | 12-647 | 1 | KKM/JKN/HSA/10-05-01/H/15/5298 | 32900 | 32900 |  | 2026-01-01
1789 | BEMS | P0 | Hospital Shah Alam, Selangor | Jabatan Anestesiologi & Rawatan Kritikal | High Dependency Ward (HDW) | Physiologic Monitoring Systems, Acute Care | MONITOR MODULAR 8-CH ECG/RR/NIBP/SPO2/2TEMP/2IBP | Diagnostic | Intermediate | 12-647 | 1 | KKM/JKN/HSA/10-05-01/H/15/5299 | 32900 | 32900 |  | 2026-01-01
1790 | BEMS | P0 | Hospital Shah Alam, Selangor | Jabatan Anestesiologi & Rawatan Kritikal | High Dependency Ward (HDW) | Physiologic Monitoring Systems, Acute Care | MONITOR MODULAR 8-CH ECG/RR/NIBP/SPO2/2TEMP/2IBP | Diagnostic | Intermediate | 12-647 | 1 | KKM/JKN/HSA/10-05-01/H/15/5300 | 32900 | 32900 |  | 2026-01-01
1791 | BEMS | P0 | Hospital Shah Alam, Selangor | Jabatan Anestesiologi & Rawatan Kritikal | High Dependency Ward (HDW) | Physiologic Monitoring Systems, Acute Care | MONITOR MODULAR 8-CH ECG/RR/NIBP/SPO2/2TEMP/2IBP | Diagnostic | Intermediate | 12-647 | 1 | KKM/JKN/HSA/10-05-01/H/15/5301 | 32900 | 32900 |  | 2026-01-01
1792 | BEMS | P0 | Hospital Shah Alam, Selangor | Jabatan Anestesiologi & Rawatan Kritikal | High Dependency Ward (HDW) | Physiologic Monitoring Systems, Acute Care | MONITOR MODULAR 8-CH ECG/RR/NIBP/SPO2/2TEMP/2IBP | Diagnostic | Intermediate | 12-647 | 1 | KKM/JKN/HSA/10-05-01/H/15/5302 | 32900 | 32900 |  | 2026-01-01
1793 | BEMS | P0 | Hospital Shah Alam, Selangor | Jabatan Anestesiologi & Rawatan Kritikal | Dewan Bedah Utama (GOT) | Physiologic Monitoring Systems, Acute Care | MONITOR MODULAR 8-CH ECG/RR/NIBP/SPO2/2TEMP/2IBP | Diagnostic | Intermediate | 12-647 | 1 | KKM/JKN/HSA/10-05-01/H/15/5303 | 32900 | 32900 |  | 2026-01-01
1794 | BEMS | P0 | Hospital Shah Alam, Selangor | Jabatan Anestesiologi & Rawatan Kritikal | Unit Hemodinamik (RHU) | Physiologic Monitoring Systems, Acute Care | MONITOR MODULAR 8-CH ECG/RR/NIBP/SPO2/2TEMP/2IBP | Diagnostic | Intermediate | 12-647 | 1 | KKM/JKN/HSA/10-05-01/H/15/5304 | 32900 | 32900 |  | 2026-01-01
1795 | BEMS | P0 | Hospital Shah Alam, Selangor | Jabatan Anestesiologi & Rawatan Kritikal | Dewan Bedah Utama (GOT) | Physiologic Monitoring Systems, Acute Care | MONITOR MODULAR 8-CH ECG/RR/NIBP/SPO2/2TEMP/2IBP | Diagnostic | Intermediate | 12-647 | 1 | KKM/JKN/HSA/10-05-01/H/15/5305 | 32900 | 32900 |  | 2026-01-01
1796 | BEMS | P0 | Hospital Shah Alam, Selangor | Jabatan Anestesiologi & Rawatan Kritikal | Dewan Bedah Utama (GOT) | Physiologic Monitoring Systems, Acute Care | MONITOR MODULAR 8-CH ECG/RR/NIBP/SPO2/2TEMP/2IBP | Diagnostic | Intermediate | 12-647 | 1 | KKM/JKN/HSA/10-05-01/H/15/5306 | 32900 | 32900 |  | 2026-01-01
1797 | BEMS | P0 | Hospital Shah Alam, Selangor | Jabatan Anestesiologi & Rawatan Kritikal | Dewan Bedah Utama (GOT) | Physiologic Monitoring Systems, Acute Care | MONITOR MODULAR 8-CH ECG/RR/NIBP/SPO2/2TEMP/2IBP | Diagnostic | Intermediate | 12-647 | 1 | KKM/JKN/HSA/10-05-01/H/15/5307 | 32900 | 32900 |  | 2026-01-01
1798 | BEMS | P0 | Hospital Shah Alam, Selangor | Jabatan Anestesiologi & Rawatan Kritikal | Dewan Bedah Utama (GOT) | Physiologic Monitoring Systems, Acute Care | MONITOR MODULAR 8-CH ECG/RR/NIBP/SPO2/2TEMP/2IBP | Diagnostic | Intermediate | 12-647 | 1 | KKM/JKN/HSA/10-05-01/H/15/5308 | 32900 | 32900 |  | 2026-01-01
1799 | BEMS | P0 | Hospital Shah Alam, Selangor | Jabatan Anestesiologi & Rawatan Kritikal | Dewan Bedah Utama (GOT) | Physiologic Monitoring Systems, Acute Care | MONITOR MODULAR 8-CH ECG/RR/NIBP/SPO2/2TEMP/2IBP | Diagnostic | Intermediate | 12-647 | 1 | KKM/JKN/HSA/10-05-01/H/15/5309 | 32900 | 32900 |  | 2026-01-01
1800 | BEMS | P0 | Hospital Shah Alam, Selangor | Jabatan Anestesiologi & Rawatan Kritikal | Dewan Bedah Utama (GOT) | Physiologic Monitoring Systems, Acute Care | MONITOR MODULAR 8-CH ECG/RR/NIBP/SPO2/2TEMP/2IBP | Diagnostic | Intermediate | 12-647 | 1 | KKM/JKN/HSA/10-05-01/H/15/5310 | 32900 | 32900 |  | 2026-01-01
1801 | BEMS | P0 | Hospital Shah Alam, Selangor | Jabatan Anestesiologi & Rawatan Kritikal | Dewan Bedah Utama (GOT) | Physiologic Monitoring Systems, Acute Care | MONITOR MODULAR 8-CH ECG/RR/NIBP/SPO2/2TEMP/2IBP | Diagnostic | Intermediate | 12-647 | 1 | KKM/JKN/HSA/10-05-01/H/15/5311 | 32900 | 32900 |  | 2026-01-01
1802 | BEMS | P0 | Hospital Shah Alam, Selangor | Jabatan Oftalmologi | Klinik Oftalmologi | Refractors, Ophthalmologic | AUTO REFRACTOMETER | Diagnostic | Intermediate | 13-313 | 1 | KKM/JKN/HSA/10-05-01/H/15/5392 | 26390 | 26390 |  | 2026-01-01
1803 | BEMS | P0 | Hospital Shah Alam, Selangor | Jabatan Pediatrik | Klinik Pediatrik | Electrocardiographs, Multichannel, Interpretative | ECG PORTABLE MAINS/BATTERY OP | Diagnostic | Intermediate | 16-231 | 1 | KKM/JKN/HSA/10-05-01/H/15/5059 | 2750 | 2750 |  | 2026-01-01
1804 | BEMS | P0 | Hospital Shah Alam, Selangor | Jabatan Pembedahan Am | Wad Pembedahan Lelaki 9A | Flowmeters, Blood, Ultrasonic | DETECTOR VASCULAR FLOW | Therapeutic | Intermediate | 10-432 | 1 | KKM/JKN/HSA/10-05-01/H/15/5104 | 10595 | 10595 |  | 2026-01-01
1805 | BEMS | P0 | Hospital Shah Alam, Selangor | Jabatan Perubatan Forensik | Jabatan Perubatan Forensik | Microscopes, Light, Laboratory | CAMERA 35MM FOR USE W/MICROSCOPE | Laboratory | Intermediate | 15-156 | 1 | KKM/JKN/HSA/10-05-01/H/15/5016 | 4000 | 4000 |  | 2026-01-01
1806 | BEMS | P0 | Hospital Shah Alam, Selangor | Jabatan Pediatrik | Klinik Pediatrik | Thermometers, Electronic, Infrared, Ear | THERMOMETER CALIBRATOR TYMPANIC | Diagnostic | Basic | 17-887 | 1 | KKM/JKN/HSA/10-05-01/H/15/5250 | 3000 | 3000 |  | 2026-01-01
1807 | BEMS | P0 | Hospital Shah Alam, Selangor | Jabatan Otorinolaringologi (ORL) | Klinik Otorinolaringologi (ORL) | Nasopharyngoscopes | NASOPHARYNGOSCOPE FIBEROPTIC | Diagnostic | Intermediate | 12-709 | 1 | KKM/JKN/HSA/10-05-01/H/15/5287 | 26000 | 26000 |  | 2026-01-01
1808 | BEMS | P0 | Hospital Shah Alam, Selangor | Jabatan Otorinolaringologi (ORL) | Klinik Otorinolaringologi (ORL) | Nasopharyngoscopes | NASOPHARYNGOSCOPE FIBEROPTIC | Diagnostic | Intermediate | 12-709 | 1 | KKM/JKN/HSA/10-05-01/H/15/5288 | 26000 | 26000 |  | 2026-01-01
1809 | BEMS | P0 | Hospital Shah Alam, Selangor | Jabatan Otorinolaringologi (ORL) | Klinik Otorinolaringologi (ORL) | Recorders, Graphic, Evoked Potential, Auditory | HEARING AID PRESCRIBER SYSTEM | Diagnostic | Basic | 16-303 | 1 | KKM/JKN/HSA/10-05-01/H/15/5261 | 38493 | 38493 |  | 2026-01-01
1810 | BEMS | P0 | Hospital Shah Alam, Selangor | Jabatan Pembedahan Am | Klinik Pembedahan Am | Monitors, Physiologic, Vital Signs | BLOOD PRESSURE MONITOR NON INVASIVE | Diagnostic | Intermediate | 25-209 | 1 | KKM/JKN/HSA/10-05-01/R/15/17352 | 1855 | 1855 |  | 2026-01-01
1811 | BEMS | P0 | Hospital Shah Alam, Selangor | Jabatan Obstetrik & Ginekologi | Klinik Obstetrik & Ginekologi | Analyzers, Laboratory, Hematology, Hemoglobin | HAEMOGLOBINOMETER DIGITAL | Laboratory | Intermediate | 15-146 | 1 | KKM/JKN/HSA/10-05-01/H/15/5121 | 2300 | 2300 |  | 2026-01-01
1812 | BEMS | P0 | Hospital Shah Alam, Selangor | Jabatan Bedah Mulut & Pergigian Pediatrik | Klinik Bedah Mulut & Klinik Pergigian Pediatrik | Implant Unit,Dental | DENTAL IMPLANT SYSTEM | Therapeutic | Intermediate | 88-006 | 1 | KKM/JKN/HSA/10-05-01/H/15/5105 | 50000 | 50000 |  | 2026-01-01
1813 | BEMS | P0 | Hospital Shah Alam, Selangor | Jabatan Obstetrik & Ginekologi | Klinik Obstetrik & Ginekologi | Electrosurgical Units, Monopolar/Bipolar | DIATHERMY UNIT | Therapeutic | Intermediate | 18-231 | 1 | KKM/JKN/HSA/10-05-01/H/15/5398 | 11160 | 11160 |  | 2026-01-01
1814 | BEMS | P0 | Hospital Shah Alam, Selangor | Jabatan Otorinolaringologi (ORL) | Klinik Otorinolaringologi (ORL) | Audiometric Booths | BOOTH SOUND ATTENUATED | Diagnostic | Intermediate | 10-229 | 1 |  | 148645 | 148645 |  | 2026-01-01
1815 | BEMS | P0 | Hospital Shah Alam, Selangor | Jabatan Otorinolaringologi (ORL) | Klinik Otorinolaringologi (ORL) | Audiometric Booths | BOOTH SOUND ATTENUATED | Diagnostic | Intermediate | 10-229 | 1 |  | 148645 | 148645 |  | 2026-01-01
1816 | BEMS | P0 | Hospital Shah Alam, Selangor | Jabatan Kecemasan & Trauma | Jabatan Kecemasan & Trauma | Lights, Surgical | LAMP OPERATING MINOR | Therapeutic | Basic | 12-282 | 1 | KKM/JKN/HSA/10-05-01/H/15/5390 | 30000 | 30000 |  | 2026-01-01
1817 | BEMS | P0 | Hospital Shah Alam, Selangor | Jabatan Otorinolaringologi (ORL) | Klinik Otorinolaringologi (ORL) | Lights, Surgical | LAMP OPERATING MINOR | Therapeutic | Basic | 12-282 | 1 | KKM/JKN/HSA/10-05-01/H/15/5107 | 30000 | 30000 |  | 2026-01-01
1818 | BEMS | P0 | Hospital Shah Alam, Selangor | Jabatan Oftalmologi | Klinik Oftalmologi | Lights, Surgical | LAMP OPERATING MINOR | Therapeutic | Basic | 12-282 | 1 | KKM/JKN/HSA/10-05-01/H/15/5108 | 30000 | 30000 |  | 2026-01-01
1819 | BEMS | P0 | Hospital Shah Alam, Selangor | Jabatan Obstetrik & Ginekologi | Klinik Obstetrik & Ginekologi | Cardiotocographs | MONITOR ANTEPARTUM/TWIN W/INTEGRAL PRINTER | Diagnostic | Intermediate | 12-610 | 1 | KKM/JKN/HSA/10-05-01/H/15/4300 | 10200 | 10200 |  | 2026-01-01
1820 | BEMS | P0 | Hospital Shah Alam, Selangor | Jabatan Obstetrik & Ginekologi | Pusat Kemasukan Ibu Bersalin (PAC) | Cardiotocographs | MONITOR ANTEPARTUM/TWIN W/INTEGRAL PRINTER | Diagnostic | Intermediate | 12-610 | 1 | KKM/JKN/HSA/10-05-01/H/15/4944 | 10200 | 10200 |  | 2026-01-01
1821 | BEMS | P0 | Hospital Shah Alam, Selangor | Jabatan Radiologi | Jabatan Radiologi | Dosimeters, Radiation | Dosimeter | Radiology | Basic | 11-295 | 1 | KKM/JKN/HSA/10-05-01/H/15/5092 | 4000 | 4000 |  | 2026-01-01
1822 | BEMS | P0 | Hospital Shah Alam, Selangor | Jabatan Radiologi | Jabatan Radiologi | Dosimeters, Radiation | Dosimeter | Radiology | Basic | 11-295 | 1 | KKM/JKN/HSA/10-05-01/H/15/5093 | 4000 | 4000 |  | 2026-01-01
1823 | BEMS | P0 | Hospital Shah Alam, Selangor | Jabatan Radiologi | Jabatan Radiologi | Dosimeters, Radiation | Dosimeter | Radiology | Basic | 11-295 | 1 | KKM/JKN/HSA/10-05-01/H/15/5095 | 4000 | 4000 |  | 2026-01-01
1824 | BEMS | P0 | Hospital Shah Alam, Selangor | Jabatan Radiologi | Jabatan Radiologi | Dosimeters, Radiation | Dosimeter | Radiology | Basic | 11-295 | 1 | KKM/JKN/HSA/10-05-01/H/15/5096 | 4000 | 4000 |  | 2026-01-01
1825 | BEMS | P0 | Hospital Shah Alam, Selangor | Jabatan Radiologi | Jabatan Radiologi | Dosimeters, Radiation | Dosimeter | Radiology | Basic | 11-295 | 1 | KKM/JKN/HSA/10-05-01/H/15/5097 | 4000 | 4000 |  | 2026-01-01
1826 | BEMS | P0 | Hospital Shah Alam, Selangor | Jabatan Radiologi | Jabatan Radiologi | Dosimeters, Radiation | Dosimeter | Radiology | Basic | 11-295 | 1 | KKM/JKN/HSA/10-05-01/H/15/5098 | 4000 | 4000 |  | 2026-01-01
1827 | BEMS | P0 | Hospital Shah Alam, Selangor | Jabatan Radiologi | Jabatan Radiologi | Dosimeters, Radiation | Dosimeter | Radiology | Basic | 11-295 | 1 | KKM/JKN/HSA/10-05-01/H/15/5099 | 4000 | 4000 |  | 2026-01-01
1828 | BEMS | P0 | Hospital Shah Alam, Selangor | Jabatan Radiologi | Jabatan Radiologi | Dosimeters, Radiation | Dosimeter | Radiology | Basic | 11-295 | 1 | KKM/JKN/HSA/10-05-01/H/15/5101 | 4000 | 4000 |  | 2026-01-01
1829 | BEMS | P0 | Hospital Shah Alam, Selangor | Jabatan Perubatan Am | Unit Rawatan Koronari (CCU) | Infusion/ Monitoring Line Organizer System | DOCKING SYSTEM | Therapeutic | Intermediate | 17-793 | 1 | KKM/JKN/HSA/10-05-01/H/15/5353 | 12194 | 12194 |  | 2026-01-01
1830 | BEMS | P0 | Hospital Shah Alam, Selangor | Jabatan Perubatan Am | Unit Rawatan Koronari (CCU) | Infusion/ Monitoring Line Organizer System | DOCKING SYSTEM | Therapeutic | Intermediate | 17-793 | 1 | KKM/JKN/HSA/10-05-01/H/15/5354 | 12194 | 12194 |  | 2026-01-01
1831 | BEMS | P0 | Hospital Shah Alam, Selangor | Jabatan Perubatan Am | Unit Rawatan Koronari (CCU) | Infusion/ Monitoring Line Organizer System | DOCKING SYSTEM | Therapeutic | Intermediate | 17-793 | 1 | KKM/JKN/HSA/10-05-01/H/15/5355 | 12194 | 12194 |  | 2026-01-01
1832 | BEMS | P0 | Hospital Shah Alam, Selangor | Jabatan Perubatan Am | Unit Rawatan Koronari (CCU) | Infusion/ Monitoring Line Organizer System | DOCKING SYSTEM | Therapeutic | Intermediate | 17-793 | 1 | KKM/JKN/HSA/10-05-01/H/15/5356 | 12194 | 12194 |  | 2026-01-01
1833 | BEMS | P0 | Hospital Shah Alam, Selangor | Jabatan Perubatan Am | Unit Rawatan Koronari (CCU) | Infusion/ Monitoring Line Organizer System | DOCKING SYSTEM | Therapeutic | Intermediate | 17-793 | 1 | KKM/JKN/HSA/10-05-01/H/15/5357 | 12194 | 12194 |  | 2026-01-01
1834 | BEMS | P0 | Hospital Shah Alam, Selangor | Jabatan Perubatan Am | High Dependency Ward (HDW) | Infusion/ Monitoring Line Organizer System | DOCKING SYSTEM | Therapeutic | Intermediate | 17-793 | 1 | KKM/JKN/HSA/10-05-01/H/15/5360 | 12194 | 12194 |  | 2026-01-01
1835 | BEMS | P0 | Hospital Shah Alam, Selangor | Jabatan Perubatan Am | High Dependency Ward (HDW) | Infusion/ Monitoring Line Organizer System | DOCKING SYSTEM | Therapeutic | Intermediate | 17-793 | 1 | KKM/JKN/HSA/10-05-01/H/15/5361 | 12194 | 12194 |  | 2026-01-01
1836 | BEMS | P0 | Hospital Shah Alam, Selangor | Jabatan Perubatan Am | High Dependency Ward (HDW) | Infusion/ Monitoring Line Organizer System | DOCKING SYSTEM | Therapeutic | Intermediate | 17-793 | 1 | KKM/JKN/HSA/10-05-01/H/15/5362 | 12194 | 12194 |  | 2026-01-01
1837 | BEMS | P0 | Hospital Shah Alam, Selangor | Jabatan Perubatan Am | Unit Rawatan Rapi (ICU) | Infusion/ Monitoring Line Organizer System | DOCKING SYSTEM | Therapeutic | Intermediate | 17-793 | 1 | KKM/JKN/HSA/10-05-01/H/15/5363 | 12194 | 12194 |  | 2026-01-01
1838 | BEMS | P0 | Hospital Shah Alam, Selangor | Jabatan Perubatan Am | Unit Rawatan Rapi (ICU) | Infusion/ Monitoring Line Organizer System | DOCKING SYSTEM | Therapeutic | Intermediate | 17-793 | 1 | KKM/JKN/HSA/10-05-01/H/15/5364 | 12194 | 12194 |  | 2026-01-01
1839 | BEMS | P0 | Hospital Shah Alam, Selangor | Jabatan Perubatan Am | Unit Rawatan Rapi (ICU) | Infusion/ Monitoring Line Organizer System | DOCKING SYSTEM | Therapeutic | Intermediate | 17-793 | 1 | KKM/JKN/HSA/10-05-01/H/15/5365 | 12194 | 12194 |  | 2026-01-01
1840 | BEMS | P0 | Hospital Shah Alam, Selangor | Jabatan Anestesiologi & Rawatan Kritikal | Unit Rawatan Rapi (ICU) | Infusion/ Monitoring Line Organizer System | DOCKING SYSTEM | Therapeutic | Intermediate | 17-793 | 1 | KKM/JKN/HSA/10-05-01/H/15/5366 | 12194 | 12194 |  | 2026-01-01
1841 | BEMS | P0 | Hospital Shah Alam, Selangor | Jabatan Anestesiologi & Rawatan Kritikal | Unit Rawatan Rapi (ICU) | Infusion/ Monitoring Line Organizer System | DOCKING SYSTEM | Therapeutic | Intermediate | 17-793 | 1 | KKM/JKN/HSA/10-05-01/H/15/5367 | 12194 | 12194 |  | 2026-01-01
1842 | BEMS | P0 | Hospital Shah Alam, Selangor | Jabatan Anestesiologi & Rawatan Kritikal | Unit Rawatan Rapi (ICU) | Infusion/ Monitoring Line Organizer System | DOCKING SYSTEM | Therapeutic | Intermediate | 17-793 | 1 | KKM/JKN/HSA/10-05-01/H/15/5368 | 12194 | 12194 |  | 2026-01-01
1843 | BEMS | P0 | Hospital Shah Alam, Selangor | Jabatan Anestesiologi & Rawatan Kritikal | Unit Rawatan Rapi (ICU) | Infusion/ Monitoring Line Organizer System | DOCKING SYSTEM | Therapeutic | Intermediate | 17-793 | 1 | KKM/JKN/HSA/10-05-01/H/15/5369 | 12194 | 12194 |  | 2026-01-01
1844 | BEMS | P0 | Hospital Shah Alam, Selangor | Jabatan Anestesiologi & Rawatan Kritikal | Dewan Bedah Utama (GOT) | Infusion/ Monitoring Line Organizer System | DOCKING SYSTEM | Therapeutic | Intermediate | 17-793 | 1 | KKM/JKN/HSA/10-05-01/H/15/5370 | 12194 | 12194 |  | 2026-01-01
1845 | BEMS | P0 | Hospital Shah Alam, Selangor | Jabatan Perubatan Am | Unit Rawatan Koronari (CCU) | Physiologic Monitoring Systems, Acute Care | LASER PRINTER FOR CENTRAL STATION | Diagnostic | Intermediate | 12-647 | 1 | KKM/JKN/HSA/10-05-01/H/15/5358 | 3499 | 3499 |  | 2026-01-01
1846 | BEMS | P0 | Hospital Shah Alam, Selangor | Jabatan Anestesiologi & Rawatan Kritikal | High Dependency Ward (HDW) | Physiologic Monitoring Systems, Acute Care | LASER PRINTER FOR CENTRAL STATION | Diagnostic | Intermediate | 12-647 | 1 | KKM/JKN/HSA/10-05-01/H/15/5371 | 3499 | 3499 |  | 2026-01-01
1847 | BEMS | P0 | Hospital Shah Alam, Selangor | Jabatan Anestesiologi & Rawatan Kritikal | Unit Rawatan Rapi (ICU) | Physiologic Monitoring Systems, Acute Care | LASER PRINTER FOR CENTRAL STATION | Diagnostic | Intermediate | 12-647 | 1 | KKM/JKN/HSA/10-05-01/H/15/5372 | 3499 | 3499 |  | 2026-01-01
1848 | BEMS | P0 | Hospital Shah Alam, Selangor | Jabatan Pediatrik | Unit Rawatan Rapi Neonatal (NICU) | Physiologic Monitoring Systems, Acute Care | LASER PRINTER FOR CENTRAL STATION | Diagnostic | Intermediate | 12-647 | 1 | KKM/JKN/HSA/10-05-01/H/15/5373 | 3499 | 3499 |  | 2026-01-01
1849 | BEMS | P0 | Hospital Shah Alam, Selangor | Jabatan Anestesiologi & Rawatan Kritikal | Dewan Bedah Utama (GOT) | Irrigation/Distention Systems, Arthoscopic | PUMP LIQUID MEDIA, ARTHROSCOPY | Therapeutic | High | 17-233 | 1 | KKM/JKN/HSA/10-05-01/H/15/5283 | 12000 | 12000 |  | 2026-01-01
1850 | BEMS | P0 | Hospital Shah Alam, Selangor | Jabatan Pembedahan Am | Wad Pembedahan Lelaki 9A | Electrocardiographs, Multichannel, Interpretative | ECG (EKG) MACHINE | Diagnostic | Intermediate | 16-231 | 1 | KKM/JKN/HSA/10-05-01/H/20/56 | 6000 | 6000 |  | 2026-01-01
1851 | BEMS | P0 | Hospital Shah Alam, Selangor | Jabatan Pembedahan Am | Wad Pembedahan Lelaki 9A | Infusion Pumps, General-Purpose | PUMP VOLUMETRIC INFUSION (STAND ALONE) | Therapeutic | Intermediate | 13-215 | 1 | KKM/JKN/HSA/10-05-01/H/20/47 | 3300 | 3300 |  | 2026-01-01
1852 | BEMS | P0 | Hospital Shah Alam, Selangor | Jabatan Pembedahan Am | Wad Pembedahan Lelaki 9A | Infusion Pumps, General-Purpose | PUMP VOLUMETRIC INFUSION (STAND ALONE) | Therapeutic | Intermediate | 13-215 | 1 | KKM/JKN/HSA/10-05-01/H/20/48 | 3300 | 3300 |  | 2026-01-01
1853 | BEMS | P0 | Hospital Shah Alam, Selangor | Jabatan Pembedahan Am | Wad Pembedahan Lelaki 9A | Infusion Pumps, General-Purpose | PUMP VOLUMETRIC INFUSION (STAND ALONE) | Therapeutic | Intermediate | 13-215 | 1 | KKM/JKN/HSA/10-05-01/H/20/49 | 3300 | 3300 |  | 2026-01-01
1854 | BEMS | P0 | Hospital Shah Alam, Selangor | Jabatan Pembedahan Am | Wad Pembedahan Lelaki 9B | Infusion Pumps, General-Purpose | PUMP VOLUMETRIC INFUSION (STAND ALONE) | Therapeutic | Intermediate | 13-215 | 1 | KKM/JKN/HSA/10-05-01/H/20/50 | 3300 | 3300 |  | 2026-01-01
1855 | BEMS | P0 | Hospital Shah Alam, Selangor | Jabatan Pembedahan Am | Wad Pembedahan Lelaki 9B | Infusion Pumps, General-Purpose | PUMP VOLUMETRIC INFUSION (STAND ALONE) | Therapeutic | Intermediate | 13-215 | 1 | KKM/JKN/HSA/10-05-01/H/20/51 | 3300 | 3300 |  | 2026-01-01
1856 | BEMS | P0 | Hospital Shah Alam, Selangor | Jabatan Pembedahan Am | Wad Pembedahan Lelaki 9B | Defibrillators, External, Automated | DEFIBRILLATOR W/INTERNAL/EXT PADDLES/PACEMAKER | Therapeutic | Intermediate | 17-116 | 1 | KKM/JKN/HSA/10-05-01/H/20/46 | 25000 | 25000 |  | 2026-01-01
1857 | BEMS | P0 | Hospital Shah Alam, Selangor | Jabatan Ortopedik | Klinik Ortopedik | Hand drills, surgical | Ortho drill | Therapeutic | Basic | 17-954 | 1 | KKM/JKN/HSA/10-05-01/H/15/5284 | 89500 | 89500 |  | 2026-01-01
1858 | BEMS | P0 | Hospital Shah Alam, Selangor | Jabatan Ortopedik | Klinik Ortopedik | Hand drills, surgical | Ortho drill | Therapeutic | Basic | 17-954 | 1 | KKM/JKN/HSA/10-05-01/H/15/5285 | 89500 | 89500 |  | 2026-01-01
1859 | BEMS | P0 | Hospital Shah Alam, Selangor | Jabatan Ortopedik | Klinik Ortopedik | Hand drills, surgical | Ortho drill | Therapeutic | Basic | 17-954 | 1 | KKM/JKN/HSA/10-05-01/H/15/5286 | 89500 | 89500 |  | 2026-01-01
1860 | BEMS | P0 | Hospital Shah Alam, Selangor | Jabatan Anestesiologi & Rawatan Kritikal | Dewan Bedah Utama (GOT) | Laryngoscopes, Rigid | LARYNGOSCOPE | Diagnostic | Basic | 15-076 | 1 | KKM/JKN/HSA/10-05-01/H/20/57 | 2000 | 2000 |  | 2026-01-01
1861 | BEMS | P0 | Hospital Shah Alam, Selangor | Jabatan Oftalmologi | Klinik Oftalmologi | Ophthalmoscopes | KEELER VANTAGE PLUS WIRELESS BIO & CHARGER | Diagnostic | Basic | 12-815 | 1 | KKM/JKN/HSA/10-05-01/H/20/247 | 12000 | 12000 |  | 2026-01-01
1862 | BEMS | P0 | Hospital Shah Alam, Selangor | Jabatan Oftalmologi | Klinik Oftalmologi | Ophthalmoscopes | KEELER VANTAGE PLUS WIRELESS BIO & CHARGER | Diagnostic | Basic | 12-815 | 1 | KKM/JKN/HSA/10-05-01/H/20/248 | 12000 | 12000 |  | 2026-01-01
1863 | BEMS | P0 | Hospital Shah Alam, Selangor | Jabatan Obstetrik & Ginekologi | Dewan Bedah Bersalin (MOT) | Oximeters, Pulse | PULSE OXIMETER AND SIMULATOR | Diagnostic | Intermediate | 17-148 | 1 | KKM/JKN/HSA/10-05-01/H/16/89 | 7400 | 7400 |  | 2026-01-01
1864 | BEMS | P0 | Hospital Shah Alam, Selangor | Jabatan Obstetrik & Ginekologi | Dewan Bedah Bersalin (MOT) | Oximeters, Pulse | PULSE OXIMETER AND SIMULATOR | Diagnostic | Intermediate | 17-148 | 1 | KKM/JKN/HSA/10-05-01/H/16/90 | 7400 | 7400 |  | 2026-01-01
1865 | BEMS | P0 | Hospital Shah Alam, Selangor | Jabatan Kecemasan & Trauma | Jabatan Kecemasan & Trauma | Laryngoscopes, Rigid, Video | GLIDESCOPE C/W MONITOR | Diagnostic | Intermediate | 23-532 | 1 | KKM/JKN/HSA/10-05-01/H/20/213 | 49900 | 49900 |  | 2026-01-01
1866 | BEMS | P0 | Hospital Shah Alam, Selangor | Jabatan Pediatrik | Unit Rawatan Rapi Neonatal (NICU) | Physiologic Monitoring Systems, Acute Care | PATIENT MONITOR | Diagnostic | Intermediate | 12-647 | 1 | KKM/JKN/HSA/10-05-01/H/20/236 | 9980 | 9980 |  | 2026-01-01
1867 | BEMS | P0 | Hospital Shah Alam, Selangor | Jabatan Obstetrik & Ginekologi | Pusat Kemasukan Ibu Bersalin (PAC) | Physiologic Monitoring Systems, Acute Care | PATIENT MONITOR | Diagnostic | Intermediate | 12-647 | 1 | KKM/JKN/HSA/10-05-01/H/20/238 | 9980 | 9980 |  | 2026-01-01
1868 | BEMS | P0 | Hospital Shah Alam, Selangor | Jabatan Oftalmologi | Klinik Oftalmologi | Slit Lamps | SLIT LAMP | Diagnostic | Intermediate | 12-281 | 1 | KKM/JKN/HSA/10-05-01/H/20/245 | 37980 | 37980 |  | 2026-01-01
1869 | BEMS | P0 | Hospital Shah Alam, Selangor | Jabatan Oftalmologi | Jabatan Kecemasan & Trauma | Slit Lamps | SLIT LAMP | Diagnostic | Intermediate | 12-281 | 1 | KKM/JKN/HSA/10-05-01/H/20/246 | 37980 | 37980 |  | 2026-01-01
1870 | BEMS | P0 | Hospital Shah Alam, Selangor | Jabatan Perubatan Rehabilitasi | Jabatan Perubatan Rehabilitasi | Monitors, Physiologic, Vital Signs | SPOT VITAL SIGN (NIBP) | Diagnostic | Intermediate | 25-209 | 1 | KKM/JKN/HSA/10-05-01/H/20/256 | 5500 | 5500 |  | 2026-01-01
1871 | BEMS | P0 | Hospital Shah Alam, Selangor | Jabatan Radiologi | Jabatan Radiologi | Scanning Systems, Ultrasonic, General-Purpose | ULTRASOUND SCANNER | Radiology | Intermediate | 15-976 | 1 | KKM/JKN/HSA/10-05-01/H/20/63 | 170000 | 170000 |  | 2026-01-01
1872 | BEMS | P0 | Hospital Shah Alam, Selangor | Jabatan Radiologi | Jabatan Radiologi | Image Digitization Systems, Computed Radiography | COMPUTER RADIOGRAPHY (MULTI LOADER & WORKSTATION) | Radiology | Intermediate | 17-904 | 1 | KKM/JKN/HSA/10-05-01/H/20/64 | 104000 | 104000 |  | 2026-01-01
1873 | BEMS | P0 | Hospital Shah Alam, Selangor | Jabatan Kecemasan & Trauma | Jabatan Kecemasan & Trauma | Scanning Systems, Ultrasonic, General-Purpose | ULTRASOUND SCANNER | Radiology | Intermediate | 15-976 | 1 | KKM/JKN/HSA/10-05-01/H/20/212 | 74000 | 74000 |  | 2026-01-01
1874 | BEMS | P0 | Hospital Shah Alam, Selangor | Jabatan Pediatrik | Unit Rawatan Rapi Neonatal (NICU) | Phototherapy Units, Visible Light, Hyperbilirubinemia | PHOTOTHERAPY MACHINE LAMP | Therapeutic | Basic | 17-515 | 1 | KKM/JKN/HSA/10-05-01/H/20/210 | 6500 | 6500 |  | 2026-01-01
1875 | BEMS | P0 | Hospital Shah Alam, Selangor | Jabatan Pediatrik | Unit Rawatan Rapi Neonatal (NICU) | Phototherapy Units, Visible Light, Hyperbilirubinemia | PHOTOTHERAPY MACHINE LAMP | Therapeutic | Basic | 17-515 | 1 | KKM/JKN/HSA/10-05-01/H/20/211 | 6500 | 6500 |  | 2026-01-01
1876 | BEMS | P0 | Hospital Shah Alam, Selangor | Jabatan Bedah Mulut & Pergigian Pediatrik | Klinik Bedah Mulut & Klinik Pergigian Pediatrik | Aspirators, Dental | DENTAL SUCTION PUMP | Therapeutic | Basic | 10-212 | 1 | KKM/JKN/HSA/10-05-01/H/20/228 | 3200 | 3200 |  | 2026-01-01
1877 | BEMS | P0 | Hospital Shah Alam, Selangor | Jabatan Bedah Mulut & Pergigian Pediatrik | Klinik Bedah Mulut & Klinik Pergigian Pediatrik | Aspirators, Dental | DENTAL SUCTION PUMP | Therapeutic | Basic | 10-212 | 1 | KKM/JKN/HSA/10-05-01/H/20/243 | 5100 | 5100 |  | 2026-01-01
1878 | BEMS | P0 | Hospital Shah Alam, Selangor | Jabatan Bedah Mulut & Pergigian Pediatrik | Klinik Bedah Mulut & Klinik Pergigian Pediatrik | Aspirators, Dental | DENTAL SUCTION PUMP | Therapeutic | Basic | 10-212 | 1 | KKM/JKN/HSA/10-05-01/H/20/244 | 5100 | 5100 |  | 2026-01-01
1879 | BEMS | P0 | Hospital Shah Alam, Selangor | Jabatan Kecemasan & Trauma | Jabatan Jabatan Kecemasan & Trauma | Ventilators, Intensive Care | VENTILATOR/RESMES ASTRAL 150 ASIA PACIFIC | Therapeutic | Intermediate | 17-429 | 1 | KKM/JKN/HSA/10-05-01/H/20/54 | 55000 | 55000 |  | 2026-01-01
1880 | BEMS | P0 | Hospital Shah Alam, Selangor | Jabatan Kecemasan & Trauma | Jabatan Jabatan Kecemasan & Trauma | Ventilators, Intensive Care | VENTILATOR/RESMES ASTRAL 150 ASIA PACIFIC | Therapeutic | Intermediate | 17-429 | 1 | KKM/JKN/HSA/10-05-01/H/20/55 | 55000 | 55000 |  | 2026-01-01
1881 | BEMS | P0 | Hospital Shah Alam, Selangor | Jabatan Pembedahan Am | Wad Eksekutif & VIP | Infusion Pumps, Syringe | PUMP SYRINGE | Therapeutic | Intermediate | 13-217 | 1 | KKM/JKN/HSA/10-05-01/H/20/117 | 3150 | 3150 |  | 2026-01-01
1882 | BEMS | P0 | Hospital Shah Alam, Selangor | Jabatan Pembedahan Am | Wad Eksekutif & VIP | Infusion Pumps, Syringe | PUMP SYRINGE | Therapeutic | Intermediate | 13-217 | 1 | KKM/JKN/HSA/10-05-01/H/20/118 | 3150 | 3150 |  | 2026-01-01
1883 | BEMS | P0 | Hospital Shah Alam, Selangor | Unit Hemodialisis | High Dependency Ward (HDW) | Water Purification Systems, Reverse Osmosis, Hemodialysis, Portable | PORTABLE RO UNIT | Therapeutic | Intermediate | 20-683 | 1 | KKM/JKN/HSA/10-05-01/H/20/199 | 35000 | 35000 |  | 2026-01-01
1884 | BEMS | P0 | Hospital Shah Alam, Selangor | Jabatan Perubatan Am |  | Infusion Pumps, Syringe | PUMP SYRINGE | Therapeutic | Intermediate | 13-217 | 1 | KKM/JKN/HSA/10-05-01/H/20/125 | 3150 | 3150 |  | 2026-01-01
1885 | BEMS | P0 | Hospital Shah Alam, Selangor | Jabatan Perubatan Am |  | Infusion Pumps, Syringe | PUMP SYRINGE | Therapeutic | Intermediate | 13-217 | 1 | KKM/JKN/HSA/10-05-01/H/20/126 | 3150 | 3150 |  | 2026-01-01
1886 | BEMS | P0 | Hospital Shah Alam, Selangor | Jabatan Perubatan Am |  | Infusion Pumps, Syringe | INFUSION PUMP | Therapeutic | Intermediate | 13-217 | 1 | KKM/JKN/HSA/10-05-01/H/20/134 | 3290 | 3290 |  | 2026-01-01
1887 | BEMS | P0 | Hospital Shah Alam, Selangor | Jabatan Perubatan Am |  | Infusion Pumps, Syringe | INFUSION PUMP | Therapeutic | Intermediate | 13-217 | 1 | KKM/JKN/HSA/10-05-01/H/20/135 | 3290 | 3290 |  | 2026-01-01
1888 | BEMS | P0 | Hospital Shah Alam, Selangor | Jabatan Pediatrik |  | Infusion Pumps, Syringe | INFUSION PUMP | Therapeutic | Intermediate | 13-217 | 1 | KKM/JKN/HSA/10-05-01/H/20/136 | 3180 | 3180 |  | 2026-01-01
1889 | BEMS | P0 | Hospital Shah Alam, Selangor | Jabatan Pediatrik |  | Infusion Pumps, Syringe | INFUSION PUMP | Therapeutic | Intermediate | 13-217 | 1 | KKM/JKN/HSA/10-05-01/H/20/137 | 3180 | 3180 |  | 2026-01-01
1890 | BEMS | P0 | Hospital Shah Alam, Selangor | Jabatan Pediatrik |  | Infusion Pumps, Syringe | INFUSION PUMP | Therapeutic | Intermediate | 13-217 | 1 | KKM/JKN/HSA/10-05-01/H/20/149 | 3000 | 3000 |  | 2026-01-01
1891 | BEMS | P0 | Hospital Shah Alam, Selangor | Jabatan Pediatrik | Unit Rawatan Rapi Neonatal (NICU) | Incubators, Infant | INCUBATOR INFANT INTENSIVE CARE | Therapeutic | Intermediate | 12-113 | 1 | KKM/JKN/HSA/10-05-01/H/20/160 | 24900 | 24900 |  | 2026-01-01
1892 | BEMS | P0 | Hospital Shah Alam, Selangor | Jabatan Pediatrik | Unit Rawatan Rapi Neonatal (NICU) | Incubators, Infant | INCUBATOR INFANT INTENSIVE CARE | Therapeutic | Intermediate | 12-113 | 1 | KKM/JKN/HSA/10-05-01/H/20/161 | 24900 | 24900 |  | 2026-01-01
1893 | BEMS | P0 | Hospital Shah Alam, Selangor | Jabatan Pembedahan Am | Wad Pembedahan 9A | Infusion Pumps, Syringe | PUMP SYRINGE | Therapeutic | Intermediate | 13-217 | 1 | KKM/JKN/HSA/10-05-01/H/20/230 | 3000 | 3000 |  | 2026-01-01
1894 | BEMS | P0 | Hospital Shah Alam, Selangor | Jabatan Pembedahan Am | Wad Pembedahan 9A | Infusion Pumps, Syringe | PUMP SYRINGE | Therapeutic | Intermediate | 13-217 | 1 | KKM/JKN/HSA/10-05-01/H/20/231 | 3000 | 3000 |  | 2026-01-01
1895 | BEMS | P0 | Hospital Shah Alam, Selangor | Jabatan Obstetrik & Ginekologi | Pusat Kemasukan Ibu Bersalin (PAC) | Infusion Pumps, Syringe | PUMP SYRINGE | Therapeutic | Intermediate | 13-217 | 1 | KKM/JKN/HSA/10-05-01/H/20/232 | 3000 | 3000 |  | 2026-01-01
1896 | BEMS | P0 | Hospital Shah Alam, Selangor | Jabatan Obstetrik & Ginekologi | Klinik Obstetrik Ginekologi | Infusion Pumps, Syringe | PUMP SYRINGE | Therapeutic | Intermediate | 13-217 | 1 | KKM/JKN/HSA/10-05-01/H/20/233 | 3000 | 3000 |  | 2026-01-01
1897 | BEMS | P0 | Hospital Shah Alam, Selangor | Jabatan Pediatrik | Unit Rawatan Rapi Neonatal (NICU) | Humidifiers, Heated | BIPAP MACHINE | Therapeutic | Intermediate | 12-050 | 1 | KKM/JKN/HSA/10-05-01/H/20/254 | 30000 | 30000 |  | 2026-01-01
1898 | BEMS | P0 | Hospital Shah Alam, Selangor | Jabatan Pembedahan Am | Wad Pembedahan Lelaki 9A | Physiologic Monitoring Systems, Acute Care | PATIENT MONITOR | Diagnostic | Intermediate | 12-647 | 1 | KKM/JKN/HSA/10-05-01/H/16/194 | 5500 | 5500 |  | 2026-01-01
1899 | BEMS | P0 | Hospital Shah Alam, Selangor | Jabatan Pembedahan Am | Wad Pembedahan Lelaki 9B | Physiologic Monitoring Systems, Acute Care | PATIENT MONITOR | Diagnostic | Intermediate | 12-647 | 1 | KKM/JKN/HSA/10-05-01/H/16/195 | 5500 | 5500 |  | 2026-01-01
1900 | BEMS | P0 | Hospital Shah Alam, Selangor | Jabatan Obstetrik & Ginekologi | Wad Obstetrik & Ginekologi 8A | Oximeters, Pulse | PULSE OXIMETER AND SIMULATOR | Diagnostic | Intermediate | 17-148 | 1 | KKM/JKN/HSA/10-05-01/H/20/75 | 7400 | 7400 |  | 2026-01-01
1901 | BEMS | P0 | Hospital Shah Alam, Selangor | Jabatan Obstetrik & Ginekologi | Dewan Bersalin (LDU) | Oximeters, Pulse | PULSE OXIMETER AND SIMULATOR | Diagnostic | Intermediate | 17-148 | 1 | KKM/JKN/HSA/10-05-01/H/20/76 | 7400 | 7400 |  | 2026-01-01
1902 | BEMS | P0 | Hospital Shah Alam, Selangor | Jabatan Obstetrik & Ginekologi | Wad Obstetrik & Ginekologi 8B | Oximeters, Pulse | PULSE OXIMETER AND SIMULATOR | Diagnostic | Intermediate | 17-148 | 1 | KKM/JKN/HSA/10-05-01/H/20/77 | 7400 | 7400 |  | 2026-01-01
1903 | BEMS | P0 | Hospital Shah Alam, Selangor | Jabatan Pediatrik | Unit Rawatan Rapi Neonatal (NICU) | Oximeters, Pulse | PULSE OXIMETER AND SIMULATOR | Diagnostic | Intermediate | 17-148 | 1 | KKM/JKN/HSA/10-05-01/H/20/78 | 7400 | 7400 |  | 2026-01-01
1904 | BEMS | P0 | Hospital Shah Alam, Selangor | Jabatan Anestesiologi & Rawatan Kritikal | Dewan Bedah Utama (GOT) | Oximeters, Pulse | PULSE OXIMETER AND SIMULATOR | Diagnostic | Intermediate | 17-148 | 1 | KKM/JKN/HSA/10-05-01/H/20/79 | 7400 | 7400 |  | 2026-01-01
1905 | BEMS | P0 | Hospital Shah Alam, Selangor | Jabatan Perubatan Am | Wad Eksekutif & VIP | Monitors, Physiologic, Vital Signs | SPOT VITAL SIGN (NIBP) | Diagnostic | Intermediate | 25-209 | 1 | KKM/JKN/HSA/10-05-01/H/20/178 | 6500 | 6500 |  | 2026-01-01
1906 | BEMS | P0 | Hospital Shah Alam, Selangor | Jabatan Kecemasan & Trauma | Jabatan Jabatan Kecemasan & Trauma | Monitors, Physiologic, Vital Signs | SPOT VITAL SIGN (NIBP) | Diagnostic | Intermediate | 25-209 | 1 | KKM/JKN/HSA/10-05-01/H/20/193 | 3983 | 3983 |  | 2026-01-01
1907 | BEMS | P0 | Hospital Shah Alam, Selangor | Jabatan Pediatrik | Wad Pediatrik | Monitors, Physiologic, Vital Signs | SPOT VITAL SIGN (NIBP) | Diagnostic | Intermediate | 25-209 | 1 | KKM/JKN/HSA/10-05-01/H/20/195 | 3983 | 3983 |  | 2026-01-01
1908 | BEMS | P0 | Hospital Shah Alam, Selangor | Jabatan Pediatrik | Unit Rawatan Rapi Neonatal (NICU) | Oximeters, Pulse | PULSE OXIMETER AND SIMULATOR | Diagnostic | Intermediate | 17-148 | 1 | KKM/JKN/HSA/10-05-01/H/20/257 | 5500 | 5500 |  | 2026-01-01
1909 | BEMS | P0 | Hospital Shah Alam, Selangor | Jabatan Pediatrik | Unit Rawatan Rapi Neonatal (NICU) | Oximeters, Pulse | PULSE OXIMETER AND SIMULATOR | Diagnostic | Intermediate | 17-148 | 1 | KKM/JKN/HSA/10-05-01/H/20/258 | 5500 | 5500 |  | 2026-01-01
1910 | BEMS | P0 | Hospital Shah Alam, Selangor | Jabatan Pediatrik | Unit Rawatan Rapi Neonatal (NICU) | Oximeters, Pulse | PULSE OXIMETER AND SIMULATOR | Diagnostic | Intermediate | 17-148 | 1 | KKM/JKN/HSA/10-05-01/H/20/259 | 5500 | 5500 |  | 2026-01-01
1911 | BEMS | P0 | Hospital Shah Alam, Selangor | Jabatan Pediatrik | Unit Rawatan Rapi Neonatal (NICU) | Infusion Pumps, Syringe | INFUSION PUMP | Therapeutic | Intermediate | 13-217 | 1 | KKM/JKN/HSA/10-05-01/H/20/80 | 4500 | 4500 |  | 2026-01-01
1912 | BEMS | P0 | Hospital Shah Alam, Selangor | Jabatan Pediatrik | Unit Rawatan Rapi Neonatal (NICU) | Infusion Pumps, Syringe | INFUSION PUMP | Therapeutic | Intermediate | 13-217 | 1 | KKM/JKN/HSA/10-05-01/H/20/81 | 4500 | 4500 |  | 2026-01-01
1913 | BEMS | P0 | Hospital Shah Alam, Selangor | Jabatan Pediatrik | Unit Rawatan Rapi Neonatal (NICU) | Infusion Pumps, Syringe | INFUSION PUMP | Therapeutic | Intermediate | 13-217 | 1 | KKM/JKN/HSA/10-05-01/H/20/82 | 4500 | 4500 |  | 2026-01-01
1914 | BEMS | P0 | Hospital Shah Alam, Selangor | Jabatan Pediatrik | Unit Rawatan Rapi Neonatal (NICU) | Infusion Pumps, Syringe | INFUSION PUMP | Therapeutic | Intermediate | 13-217 | 1 | KKM/JKN/HSA/10-05-01/H/20/83 | 4500 | 4500 |  | 2026-01-01
1915 | BEMS | P0 | Hospital Shah Alam, Selangor | Jabatan Pembedahan Am | Wad Pembedahan Perempuan 9B | Infusion Pumps, Syringe | INFUSION PUMP | Therapeutic | Intermediate | 13-217 | 1 | KKM/JKN/HSA/10-05-01/H/20/84 | 4500 | 4500 |  | 2026-01-01
1916 | BEMS | P0 | Hospital Shah Alam, Selangor | Jabatan Pembedahan Am | Unit Rawatan Perubatan Harian | Infusion Pumps, Syringe | INFUSION PUMP | Therapeutic | Intermediate | 13-217 | 1 | KKM/JKN/HSA/10-05-01/H/20/85 | 4500 | 4500 |  | 2026-01-01
1917 | BEMS | P0 | Hospital Shah Alam, Selangor | Jabatan Perubatan Am | Wad Eksekutif & VIP | Infusion Pumps, Syringe | PUMP SYRINGE | Therapeutic | Intermediate | 13-217 | 1 | KKM/JKN/HSA/10-05-01/H/20/119 | 3150 | 3150 |  | 2026-01-01
1918 | BEMS | P0 | Hospital Shah Alam, Selangor | Jabatan Perubatan Am | Wad Eksekutif & VIP | Infusion Pumps, Syringe | PUMP SYRINGE | Therapeutic | Intermediate | 13-217 | 1 | KKM/JKN/HSA/10-05-01/H/20/120 | 3150 | 3150 |  | 2026-01-01
1919 | BEMS | P0 | Hospital Shah Alam, Selangor | Jabatan Pediatrik | Wad Pediatrik | Infusion Pumps, Syringe | INFUSION PUMP | Therapeutic | Intermediate | 13-217 | 1 | KKM/JKN/HSA/10-05-01/H/20/129 | 3150 | 3150 |  | 2026-01-01
1920 | BEMS | P0 | Hospital Shah Alam, Selangor | Jabatan Pediatrik | Wad Pediatrik | Infusion Pumps, Syringe | INFUSION PUMP | Therapeutic | Intermediate | 13-217 | 1 | KKM/JKN/HSA/10-05-01/H/20/130 | 3150 | 3150 |  | 2026-01-01
1921 | BEMS | P0 | Hospital Shah Alam, Selangor | Jabatan Pediatrik | Wad Pediatrik | Infusion Pumps, Syringe | INFUSION PUMP | Therapeutic | Intermediate | 13-217 | 1 | KKM/JKN/HSA/10-05-01/H/20/131 | 3150 | 3150 |  | 2026-01-01
1922 | BEMS | P0 | Hospital Shah Alam, Selangor | Jabatan Pediatrik | Wad Pediatrik | Infusion Pumps, Syringe | INFUSION PUMP | Therapeutic | Intermediate | 13-217 | 1 | KKM/JKN/HSA/10-05-01/H/20/132 | 3150 | 3150 |  | 2026-01-01
1923 | BEMS | P0 | Hospital Shah Alam, Selangor | Jabatan Pediatrik | Wad Pediatrik | Infusion Pumps, Syringe | PUMP SYRINGE | Therapeutic | Intermediate | 13-217 | 1 | KKM/JKN/HSA/10-05-01/H/20/235 | 3000 | 3000 |  | 2026-01-01
1924 | BEMS | P0 | Hospital Shah Alam, Selangor | Jabatan Pediatrik | Wad Pediatrik | Monitors, Physiologic, Vital Signs | SPOT VITAL SIGN (NIBP) | Diagnostic | Intermediate | 25-209 | 1 | KKM/JKN/HSA/10-05-01/H/20/194 | 3983 | 3983 |  | 2026-01-01
1925 | BEMS | P0 | Hospital Shah Alam, Selangor | Jabatan Pediatrik | Wad Pediatrik | Training Manikins, Cardiopulmonary Resuscitation | HUMAN PATIENT SIMULATOR | Therapeutic | Basic | 15-309 | 1 | KKM/JKN/HSA/10-05-01/H/20/250 | 10000 | 10000 |  | 2026-01-01
1926 | BEMS | P0 | Hospital Shah Alam, Selangor | Jabatan Ortopedik | Wad Ortopedik | Mattress Systems, Alternating-Pressure | RIPPLE MATTRESS W/MOTOR | Therapeutic | Basic | 18-147 | 1 | KKM/JKN/HSA/10-05-01/R/20/116 | 950 | 950 |  | 2026-01-01
1927 | BEMS | P0 | Hospital Shah Alam, Selangor | Jabatan Ortopedik | Wad Ortopedik | Mattress Systems, Alternating-Pressure | RIPPLE MATTRESS W/MOTOR | Therapeutic | Basic | 18-147 | 1 | KKM/JKN/HSA/10-05-01/R/20/117 | 950 | 950 |  | 2026-01-01
1928 | BEMS | P0 | Hospital Shah Alam, Selangor | Jabatan Perubatan Am | Wad Perubatan 10A | Mattress Systems, Alternating-Pressure | RIPPLE MATTRESS W/MOTOR | Therapeutic | Basic | 18-147 | 1 | KKM/JKN/HSA/10-05-01/R/20/118 | 950 | 950 |  | 2026-01-01
1929 | BEMS | P0 | Hospital Shah Alam, Selangor | Jabatan Pembedahan Am | Wad Pembedahan 9A | Mattress Systems, Alternating-Pressure | RIPPLE MATTRESS W/MOTOR | Therapeutic | Basic | 18-147 | 1 | KKM/JKN/HSA/10-05-01/R/20/119 | 950 | 950 |  | 2026-01-01
1930 | BEMS | P0 | Hospital Shah Alam, Selangor | Jabatan Perubatan Am | Wad Eksekutif & VIP | Mattress Systems, Alternating-Pressure | RIPPLE MATTRESS W/MOTOR | Therapeutic | Basic | 18-147 | 1 | KKM/JKN/HSA/10-05-01/R/20/120 | 950 | 950 |  | 2026-01-01
1931 | BEMS | P0 | Hospital Shah Alam, Selangor | Jabatan Perubatan Am | Wad Perubatan 10A | Infusion Pumps, Syringe | INFUSION PUMP | Therapeutic | Intermediate | 13-217 | 1 | KKM/JKN/HSA/10-05-01/H/20/145 | 3000 | 3000 |  | 2026-01-01
1932 | BEMS | P0 | Hospital Shah Alam, Selangor | Jabatan Perubatan Am | Wad Perubatan 10A | Infusion Pumps, Syringe | INFUSION PUMP | Therapeutic | Intermediate | 13-217 | 1 | KKM/JKN/HSA/10-05-01/H/20/146 | 3000 | 3000 |  | 2026-01-01
1933 | BEMS | P0 | Hospital Shah Alam, Selangor | Jabatan Pembedahan Am | Unit Rawatan Perubatan Harian | Infusion Pumps, Syringe | INFUSION PUMP | Therapeutic | Intermediate | 13-217 | 1 | KKM/JKN/HSA/10-05-01/H/20/147 | 3000 | 3000 |  | 2026-01-01
1934 | BEMS | P0 | Hospital Shah Alam, Selangor | Jabatan Pembedahan Am | Unit Rawatan Perubatan Harian | Infusion Pumps, Syringe | INFUSION PUMP | Therapeutic | Intermediate | 13-217 | 1 | KKM/JKN/HSA/10-05-01/H/20/148 | 3000 | 3000 |  | 2026-01-01
1935 | BEMS | P0 | Hospital Shah Alam, Selangor | Jabatan Pembedahan Am | Wad Pembedahan Perempuan 9B | Infusion Pumps, Syringe | INFUSION PUMP | Therapeutic | Intermediate | 13-217 | 1 | KKM/JKN/HSA/10-05-01/H/20/150 | 3000 | 3000 |  | 2026-01-01
1936 | BEMS | P0 | Hospital Shah Alam, Selangor | Jabatan Pediatrik | Unit Rawatan Rapi Neonatal (NICU) | Phototherapy Units, Visible Light, Hyperbilirubinemia | PHOTOTHERAPY | Therapeutic | Basic | 17-515 | 1 | KKM/JKN/HSA/10-05-01/H/20/163 | 8000 | 8000 |  | 2026-01-01
1937 | BEMS | P0 | Hospital Shah Alam, Selangor | Jabatan Pediatrik | Unit Rawatan Rapi Neonatal (NICU) | Warming Units, Patient, Radiant, Infant | INFANT WARMER | Therapeutic | Basic | 17-956 | 1 | KKM/JKN/HSA/10-05-01/H/20/171 | 35500 | 35500 |  | 2026-01-01
1938 | BEMS | P0 | Hospital Shah Alam, Selangor | Jabatan Otorinolaringologi (ORL) | Klinik Otorinolaringologi (ORL) | Electrocardiographs, Multichannel, Interpretative | ECG (EKG) MACHINE | Diagnostic | Intermediate | 16-231 | 1 | KKM/JKN/HSA/10-05-01/H/20/174 | 5500 | 5500 |  | 2026-01-01
1939 | BEMS | P0 | Hospital Shah Alam, Selangor | Jabatan Obstetrik & Ginekologi | Klinik Obstetrik & Ginekologi | Electrocardiographs, Multichannel, Interpretative | ECG (EKG) MACHINE | Diagnostic | Intermediate | 16-231 | 1 | KKM/JKN/HSA/10-05-01/H/20/175 | 5500 | 5500 |  | 2026-01-01
1940 | BEMS | P0 | Hospital Shah Alam, Selangor | Jabatan Pembedahan Am | Unit Rawatan Pembedahan Harian | Electrocardiographs, Multichannel, Interpretative | ECG (EKG) MACHINE | Diagnostic | Intermediate | 16-231 | 1 | KKM/JKN/HSA/10-05-01/H/20/176 | 5500 | 5500 |  | 2026-01-01
1941 | BEMS | P0 | Hospital Shah Alam, Selangor | Jabatan Anestesiologi & Rawatan Kritikal | Unit Rawatan Rapi (ICU) | Electrocardiographs, Multichannel, Interpretative | ECG (EKG) MACHINE | Diagnostic | Intermediate | 16-231 | 1 | KKM/JKN/HSA/10-05-01/H/21/204 | 4200 | 4200 |  | 2026-01-01
1942 | BEMS | P0 | Hospital Shah Alam, Selangor | Jabatan Obstetrik & Ginekologi | Wad Obstetrik & Ginekologi 8B | Electrocardiographs, Multichannel, Interpretative | ECG (EKG) MACHINE | Diagnostic | Intermediate | 16-231 | 1 | KKM/JKN/HSA/10-05-01/H/21/205 | 4200 | 4200 |  | 2026-01-01
1943 | BEMS | P0 | Hospital Shah Alam, Selangor | Jabatan Pembedahan Am | Multidisiplin Ward (MDW) | Electrocardiographs, Multichannel, Interpretative | ECG (EKG) MACHINE | Diagnostic | Intermediate | 16-231 | 1 | KKM/JKN/HSA/10-05-01/H/21/206 | 4200 | 4200 |  | 2026-01-01
1944 | BEMS | P0 | Hospital Shah Alam, Selangor | Jabatan Kecemasan & Trauma | Jabatan Kecemasan & Trauma | Electrocardiographs, Multichannel, Interpretative | ECG (EKG) MACHINE | Diagnostic | Intermediate | 16-231 | 1 | KKM/JKN/HSA/10-05-01/H/21/264 | 12000 | 12000 |  | 2026-01-01
1945 | BEMS | P0 | Hospital Shah Alam, Selangor | Jabatan Kecemasan & Trauma | Jabatan Kecemasan & Trauma | Electrocardiographs, Multichannel, Interpretative | ECG (EKG) MACHINE | Diagnostic | Intermediate | 16-231 | 1 | KKM/JKN/HSA/10-05-01/H/21/278 | 8500 | 8500 |  | 2026-01-01
1946 | BEMS | P0 | Hospital Shah Alam, Selangor | Jabatan Kecemasan & Trauma | Jabatan Kecemasan & Trauma | Electrocardiographs, Multichannel, Interpretative | ECG (EKG) MACHINE | Diagnostic | Intermediate | 16-231 | 1 | KKM/JKN/HSA/10-05-01/H/21/279 | 8500 | 8500 |  | 2026-01-01
1947 | BEMS | P0 | Hospital Shah Alam, Selangor | Jabatan Kecemasan & Trauma | Jabatan Kecemasan & Trauma | Electrocardiographs, Multichannel, Interpretative | ECG (EKG) MACHINE | Diagnostic | Intermediate | 16-231 | 1 | KKM/JKN/HSA/10-05-01/H/21/280 | 8500 | 8500 |  | 2026-01-01
1948 | BEMS | P0 | Hospital Shah Alam, Selangor | Jabatan Pembedahan Am | Wad Pembedahan Lelaki 9B | Monitors, Physiologic, Vital Signs | SPOT VITAL SIGN (NIBP) | Diagnostic | Intermediate | 25-209 | 1 | KKM/JKN/HSA/10-05-01/H/20/89 | 5800 | 5800 |  | 2026-01-01
1949 | BEMS | P0 | Hospital Shah Alam, Selangor | Jabatan Ortopedik | War Ortopedik | Monitors, Physiologic, Vital Signs | SPOT VITAL SIGN (NIBP) | Diagnostic | Intermediate | 25-209 | 1 | KKM/JKN/HSA/10-05-01/H/20/177 | 6500 | 6500 |  | 2026-01-01
1950 | BEMS | P0 | Hospital Shah Alam, Selangor | Jabatan Pembedahan Am | Wad Pembedahan Perempuan 9A | Monitors, Physiologic, Vital Signs | SPOT VITAL SIGN (NIBP) | Diagnostic | Intermediate | 25-209 | 1 | KKM/JKN/HSA/10-05-01/H/20/179 | 6500 | 6500 |  | 2026-01-01
1951 | BEMS | P0 | Hospital Shah Alam, Selangor | Jabatan Obstetrik & Ginekologi | Wad Obstetrik & Ginekologi 8A | Monitors, Physiologic, Vital Signs | SPOT VITAL SIGN (NIBP) | Diagnostic | Intermediate | 25-209 | 1 | KKM/JKN/HSA/10-05-01/H/20/180 | 6500 | 6500 |  | 2026-01-01
1952 | BEMS | P0 | Hospital Shah Alam, Selangor | Jabatan Obstetrik & Ginekologi | Wad Obstetrik & Ginekologi 8B | Monitors, Physiologic, Vital Signs | SPOT VITAL SIGN (NIBP) | Diagnostic | Intermediate | 25-209 | 1 | KKM/JKN/HSA/10-05-01/H/20/181 | 6500 | 6500 |  | 2026-01-01
1953 | BEMS | P0 | Hospital Shah Alam, Selangor | Jabatan Kecemasan & Trauma | Jabatan Jabatan Kecemasan & Trauma | Monitors, Physiologic, Vital Signs | SPOT VITAL SIGN (NIBP) | Diagnostic | Intermediate | 25-209 | 1 | KKM/JKN/HSA/10-05-01/H/20/182 | 6500 | 6500 |  | 2026-01-01
1954 | BEMS | P0 | Hospital Shah Alam, Selangor | Jabatan Perubatan Am | Wad Perubatan Perempuan 10A | Physiologic Monitoring Systems, Acute Care | PATIENT MONITORING EQUIP | Diagnostic | Intermediate | 12-647 | 1 | KKM/JKN/HSA/10-05-01/H/20/214 | 28333.34 | 28333.34 |  | 2026-01-01
1955 | BEMS | P0 | Hospital Shah Alam, Selangor | Jabatan Perubatan Am | Wad Perubatan Perempuan 10A | Physiologic Monitoring Systems, Acute Care | PATIENT MONITORING EQUIP | Diagnostic | Intermediate | 12-647 | 1 | KKM/JKN/HSA/10-05-01/H/20/215 | 28333.34 | 28333.34 |  | 2026-01-01
1956 | BEMS | P0 | Hospital Shah Alam, Selangor | Jabatan Perubatan Am | Wad Perubatan Lelaki 10B | Physiologic Monitoring Systems, Acute Care | PATIENT MONITORING EQUIP | Diagnostic | Intermediate | 12-647 | 1 | KKM/JKN/HSA/10-05-01/H/20/216 | 28333.34 | 28333.34 |  | 2026-01-01
1957 | BEMS | P0 | Hospital Shah Alam, Selangor | Jabatan Pembedahan Am | Wad Pembedahan Lelaki 9B | Physiologic Monitoring Systems, Acute Care | PATIENT MONITORING EQUIP | Diagnostic | Intermediate | 12-647 | 1 | KKM/JKN/HSA/10-05-01/H/20/225 | 23333.33 | 23333.33 |  | 2026-01-01
1958 | BEMS | P0 | Hospital Shah Alam, Selangor | Jabatan Pembedahan Am | Wad Pembedahan Lelaki 9B | Physiologic Monitoring Systems, Acute Care | PATIENT MONITORING EQUIP | Diagnostic | Intermediate | 12-647 | 1 | KKM/JKN/HSA/10-05-01/H/20/226 | 23333.33 | 23333.33 |  | 2026-01-01
1959 | BEMS | P0 | Hospital Shah Alam, Selangor | Jabatan Pembedahan Am | Wad Pembedahan Lelaki 9B | Physiologic Monitoring Systems, Acute Care | PATIENT MONITORING EQUIP | Diagnostic | Intermediate | 12-647 | 1 | KKM/JKN/HSA/10-05-01/H/20/227 | 23333.33 | 23333.33 |  | 2026-01-01
1960 | BEMS | P0 | Hospital Shah Alam, Selangor | Jabatan Pediatrik | Unit Rawatan Rapi Neonatal (NICU) | Physiologic Monitoring Systems, Acute Care | PATIENT MONITORING EQUIP | Diagnostic | Intermediate | 12-647 | 1 | KKM/JKN/HSA/10-05-01/H/20/236 | 9980 | 9980 |  | 2026-01-01
1961 | BEMS | P0 | Hospital Shah Alam, Selangor | Jabatan Pembedahan Am | Wad Pembedahan Lelaki 9B | Physiologic Monitoring Systems, Acute Care | PATIENT MONITORING EQUIP | Diagnostic | Intermediate | 12-647 | 1 | KKM/JKN/HSA/10-05-01/H/20/237 | 9980 | 9980 |  | 2026-01-01
1962 | BEMS | P0 | Hospital Shah Alam, Selangor | Jabatan Obstetrik & Ginekologi | Pusat Kemasukan Ibu Bersalin (PAC) | Physiologic Monitoring Systems, Acute Care | PATIENT MONITORING EQUIP | Diagnostic | Intermediate | 12-647 | 1 | KKM/JKN/HSA/10-05-01/H/20/238 | 9980 | 9980 |  | 2026-01-01
1963 | BEMS | P0 | Hospital Shah Alam, Selangor | Jabatan Ortopedik | Wad Ortopedik | Physiologic Monitoring Systems, Acute Care | PATIENT MONITORING EQUIP | Diagnostic | Intermediate | 12-647 | 1 | KKM/JKN/HSA/10-05-01/H/20/239 | 9980 | 9980 |  | 2026-01-01
1964 | BEMS | P0 | Hospital Shah Alam, Selangor | Jabatan Kecemasan & Trauma | Jabatan Jabatan Kecemasan & Trauma | Physiologic Monitoring Systems, Acute Care | PATIENT MONITORING EQUIP | Diagnostic | Intermediate | 12-647 | 1 | KKM/JKN/HSA/10-05-01/H/20/249 | 30000 | 30000 |  | 2026-01-01
1965 | BEMS | P0 | Hospital Shah Alam, Selangor | Jabatan Anestesiologi & Rawatan Kritikal | Unit Rawatan Rapi (ICU) | Physiologic Monitoring Systems, Acute Care | PATIENT MONITORING EQUIP | Diagnostic | Intermediate | 12-647 | 1 | KKM/JKN/HSA/10-05-01/H/20/252 | 69480 | 69480 |  | 2026-01-01
1966 | BEMS | P0 | Hospital Shah Alam, Selangor | Jabatan Anestesiologi & Rawatan Kritikal | Unit Rawatan Rapi (ICU) | Physiologic Monitoring Systems, Acute Care | PATIENT MONITORING EQUIP | Diagnostic | Intermediate | 12-647 | 1 | KKM/JKN/HSA/10-05-01/H/20/253 | 69480 | 69480 |  | 2026-01-01
1967 | BEMS | P0 | Hospital Shah Alam, Selangor | Jabatan Kecemasan & Trauma | Jabatan Jabatan Kecemasan & Trauma | Physiologic Monitoring Systems, Acute Care | PATIENT MONITORING EQUIP | Diagnostic | Intermediate | 12-647 | 1 | KKM/JKN/HSA/10-05-01/H/21/180 | 8450 | 8450 |  | 2026-01-01
1968 | BEMS | P0 | Hospital Shah Alam, Selangor | Jabatan Kecemasan & Trauma | Jabatan Jabatan Kecemasan & Trauma | Physiologic Monitoring Systems, Acute Care | PATIENT MONITORING EQUIP | Diagnostic | Intermediate | 12-647 | 1 | KKM/JKN/HSA/10-05-01/H/21/181 | 8450 | 8450 |  | 2026-01-01
1969 | BEMS | P0 | Hospital Shah Alam, Selangor | Jabatan Kecemasan & Trauma | Jabatan Jabatan Kecemasan & Trauma | Physiologic Monitoring Systems, Acute Care | PATIENT MONITORING EQUIP | Diagnostic | Intermediate | 12-647 | 1 | KKM/JKN/HSA/10-05-01/H/21/182 | 8450 | 8450 |  | 2026-01-01
1970 | BEMS | P0 | Hospital Shah Alam, Selangor | Jabatan Obstetrik & Ginekologi | Dewan Bersalin (LDU) | Physiologic Monitoring Systems, Acute Care | PATIENT MONITORING EQUIP | Diagnostic | Intermediate | 12-647 | 1 | KKM/JKN/HSA/10-05-01/H/21/188 | 7300 | 7300 |  | 2026-01-01
1971 | BEMS | P0 | Hospital Shah Alam, Selangor | Jabatan Anestesiologi & Rawatan Kritikal | Dewan Bedah Utama (GOT) | Warming Units, Patient, Radiant, Infant | INFANT WARMER | Therapeutic | Basic | 17-956 | 1 | KKM/JKN/HSA/10-05-01/H/20/224 | 35500 | 35500 |  | 2026-01-01
1972 | BEMS | P0 | Hospital Shah Alam, Selangor | Jabatan Perubatan Am | Wad Perubatan Lelaki 10A | Infusion Pumps, Syringe | SYRINGE INFUSION PUMP | Therapeutic | Intermediate | 13-217 | 1 | KKM/JKN/HSA/10-05-01/H/20/123 | 3150 | 3150 |  | 2026-01-01
1973 | BEMS | P0 | Hospital Shah Alam, Selangor | Jabatan Perubatan Am | Wad Perubatan Lelaki 10A | Infusion Pumps, Syringe | SYRINGE INFUSION PUMP | Therapeutic | Intermediate | 13-217 | 1 | KKM/JKN/HSA/10-05-01/H/20/124 | 3150 | 3150 |  | 2026-01-01
1974 | BEMS | P0 | Hospital Shah Alam, Selangor | Jabatan Pembedahan Am | Unit Rawatan Perubatan Harian | Infusion Pumps, Syringe | SYRINGE INFUSION PUMP | Therapeutic | Intermediate | 13-217 | 1 | KKM/JKN/HSA/10-05-01/H/20/127 | 3150 | 3150 |  | 2026-01-01
1975 | BEMS | P0 | Hospital Shah Alam, Selangor | Jabatan Pembedahan Am | Unit Rawatan Perubatan Harian | Infusion Pumps, Syringe | SYRINGE INFUSION PUMP | Therapeutic | Intermediate | 13-217 | 1 | KKM/JKN/HSA/10-05-01/H/20/128 | 3150 | 3150 |  | 2026-01-01
1976 | BEMS | P0 | Hospital Shah Alam, Selangor | Unit Hemodialisis | High Dependency Ward (HDW) | Water Purification Systems, Reverse Osmosis, Hemodialysis, Portable | PORTABLE RO UNIT | Therapeutic | Intermediate | 20-683 | 1 | KKM/JKN/HSA/10-05-01/H/21/9 | 40000 | 40000 |  | 2026-01-01
1977 | BEMS | P0 | Hospital Shah Alam, Selangor | Jabatan Obstetrik & Ginekologi | Wad Obstetrik & Ginekologi 8A | Fetal Heart Detectors, Ultrasonic | DETECTOR FOETAL HEART PORTABLE | Diagnostic | Basic | 11-696 | 1 | KKM/JKN/HSA/10-05-01/R/20/253 | 633 | 633 |  | 2026-01-01
1978 | BEMS | P0 | Hospital Shah Alam, Selangor | Jabatan Anestesiologi & Rawatan Kritikal | Unit Rawatan Rapi (ICU) | Mattress Systems, Alternating-Pressure | RIPPLE MATTRESS | Therapeutic | Basic | 18-147 | 1 | KKM/JKN/HSA/10-05-01/H/21/197 | 5000 | 5000 |  | 2026-01-01
1979 | BEMS | P0 | Hospital Shah Alam, Selangor | Jabatan Anestesiologi & Rawatan Kritikal | Unit Rawatan Rapi (ICU) | Mattress Systems, Alternating-Pressure | RIPPLE MATTRESS | Therapeutic | Basic | 18-147 | 1 | KKM/JKN/HSA/10-05-01/H/21/198 | 5000 | 5000 |  | 2026-01-01
1980 | BEMS | P0 | Hospital Shah Alam, Selangor | Jabatan Anestesiologi & Rawatan Kritikal | Unit Rawatan Rapi (ICU) | Mattress Systems, Alternating-Pressure | RIPPLE MATTRESS | Therapeutic | Basic | 18-147 | 1 | KKM/JKN/HSA/10-05-01/H/21/199 | 5000 | 5000 |  | 2026-01-01
1981 | BEMS | P0 | Hospital Shah Alam, Selangor | Jabatan Anestesiologi & Rawatan Kritikal | Unit Rawatan Rapi (ICU) | Mattress Systems, Alternating-Pressure | RIPPLE MATTRESS | Therapeutic | Basic | 18-147 | 1 | KKM/JKN/HSA/10-05-01/H/21/200 | 5000 | 5000 |  | 2026-01-01
1982 | BEMS | P0 | Hospital Shah Alam, Selangor | Jabatan Anestesiologi & Rawatan Kritikal | Unit Rawatan Rapi (ICU) | Mattress Systems, Alternating-Pressure | RIPPLE MATTRESS | Therapeutic | Basic | 18-147 | 1 | KKM/JKN/HSA/10-05-01/H/21/201 | 5000 | 5000 |  | 2026-01-01
1983 | BEMS | P0 | Hospital Shah Alam, Selangor | Jabatan Anestesiologi & Rawatan Kritikal | Unit Rawatan Rapi (ICU) | Scanning Systems, Ultrasonic, General-Purpose | ULTRASOUND UNIT COLOR DOPPLER, ABDOMINAL EXAM | Radiology | Intermediate | 15-976 | 1 | KKM/JKN/HSA/10-05-01/H/21/137 | 68000 | 68000 |  | 2026-01-01
1984 | BEMS | P0 | Hospital Shah Alam, Selangor | Jabatan Anestesiologi & Rawatan Kritikal | Unit Rawatan Rapi (ICU) | Infusion/ Monitoring Line Organizer System | FLUID MANAGEMENT SYSTEM INTENSIVE COMPLETE SYS | Therapeutic | Intermediate | 17-793 | 1 | KKM/JKN/HSA/10-05-01/H/21/130 | 25500 | 25500 |  | 2026-01-01
1985 | BEMS | P0 | Hospital Shah Alam, Selangor | Jabatan Anestesiologi & Rawatan Kritikal | Unit Rawatan Rapi (ICU) | Infusion/ Monitoring Line Organizer System | FLUID MANAGEMENT SYSTEM INTENSIVE COMPLETE SYS | Therapeutic | Intermediate | 17-793 | 1 | KKM/JKN/HSA/10-05-01/H/21/131 | 25500 | 25500 |  | 2026-01-01
1986 | BEMS | P0 | Hospital Shah Alam, Selangor | Jabatan Anestesiologi & Rawatan Kritikal | Unit Rawatan Rapi (ICU) | Infusion/ Monitoring Line Organizer System | FLUID MANAGEMENT SYSTEM INTENSIVE COMPLETE SYS | Therapeutic | Intermediate | 17-793 | 1 | KKM/JKN/HSA/10-05-01/H/21/132 | 25500 | 25500 |  | 2026-01-01
1987 | BEMS | P0 | Hospital Shah Alam, Selangor | Jabatan Anestesiologi & Rawatan Kritikal | Unit Rawatan Rapi (ICU) | Infusion/ Monitoring Line Organizer System | FLUID MANAGEMENT SYSTEM INTENSIVE COMPLETE SYS | Therapeutic | Intermediate | 17-793 | 1 | KKM/JKN/HSA/10-05-01/H/21/133 | 25500 | 25500 |  | 2026-01-01
1988 | BEMS | P0 | Hospital Shah Alam, Selangor | Jabatan Anestesiologi & Rawatan Kritikal | Unit Rawatan Rapi (ICU) | Infusion/ Monitoring Line Organizer System | FLUID MANAGEMENT SYSTEM INTENSIVE COMPLETE SYS | Therapeutic | Intermediate | 17-793 | 1 | KKM/JKN/HSA/10-05-01/H/21/134 | 25500 | 25500 |  | 2026-01-01
1989 | BEMS | P0 | Hospital Shah Alam, Selangor | Jabatan Anestesiologi & Rawatan Kritikal | Unit Rawatan Rapi (ICU) | Infusion Pumps, General-Purpose | PUMP VOLUMETRIC INFUSION | Therapeutic | Intermediate | 13-215 | 1 | KKM/JKN/HSA/10-05-01/H/21/26 | 5300 | 5300 |  | 2026-01-01
1990 | BEMS | P0 | Hospital Shah Alam, Selangor | Jabatan Anestesiologi & Rawatan Kritikal | Unit Rawatan Rapi (ICU) | Infusion Pumps, General-Purpose | PUMP VOLUMETRIC INFUSION | Therapeutic | Intermediate | 13-215 | 1 | KKM/JKN/HSA/10-05-01/H/21/27 | 5300 | 5300 |  | 2026-01-01
1991 | BEMS | P0 | Hospital Shah Alam, Selangor | Jabatan Anestesiologi & Rawatan Kritikal | Unit Rawatan Rapi (ICU) | Infusion Pumps, General-Purpose | PUMP VOLUMETRIC INFUSION | Therapeutic | Intermediate | 13-215 | 1 | KKM/JKN/HSA/10-05-01/H/21/28 | 5300 | 5300 |  | 2026-01-01
1992 | BEMS | P0 | Hospital Shah Alam, Selangor | Jabatan Anestesiologi & Rawatan Kritikal | Unit Rawatan Rapi (ICU) | Infusion Pumps, General-Purpose | PUMP VOLUMETRIC INFUSION | Therapeutic | Intermediate | 13-215 | 1 | KKM/JKN/HSA/10-05-01/H/21/138 | 5300 | 5300 |  | 2026-01-01
1993 | BEMS | P0 | Hospital Shah Alam, Selangor | Jabatan Anestesiologi & Rawatan Kritikal | Unit Rawatan Rapi (ICU) | Infusion Pumps, General-Purpose | PUMP VOLUMETRIC INFUSION | Therapeutic | Intermediate | 13-215 | 1 | KKM/JKN/HSA/10-05-01/H/21/139 | 5300 | 5300 |  | 2026-01-01
1994 | BEMS | P0 | Hospital Shah Alam, Selangor | Jabatan Ortopedik | Wad Ortopedik | Infusion Pumps, General-Purpose | PUMP VOLUMETRIC INFUSION | Therapeutic | Intermediate | 13-215 | 1 | KKM/JKN/HSA/10-05-01/H/21/227 | 2400 | 2400 |  | 2026-01-01
1995 | BEMS | P0 | Hospital Shah Alam, Selangor | Jabatan Ortopedik | Wad Ortopedik | Infusion Pumps, General-Purpose | PUMP VOLUMETRIC INFUSION | Therapeutic | Intermediate | 13-215 | 1 | KKM/JKN/HSA/10-05-01/H/21/228 | 2400 | 2400 |  | 2026-01-01
1996 | BEMS | P0 | Hospital Shah Alam, Selangor | Jabatan Ortopedik | Wad Ortopedik | Infusion Pumps, General-Purpose | PUMP VOLUMETRIC INFUSION | Therapeutic | Intermediate | 13-215 | 1 | KKM/JKN/HSA/10-05-01/H/21/229 | 2400 | 2400 |  | 2026-01-01
1997 | BEMS | P0 | Hospital Shah Alam, Selangor | Jabatan Obstetrik & Ginekologi | Wad Obstetrik & Ginekologi 8B | Infusion Pumps, General-Purpose | PUMP VOLUMETRIC INFUSION | Therapeutic | Intermediate | 13-215 | 1 | KKM/JKN/HSA/10-05-01/H/21/230 | 2400 | 2400 |  | 2026-01-01
1998 | BEMS | P0 | Hospital Shah Alam, Selangor | Jabatan Obstetrik & Ginekologi | Klinik Obstetrik & Ginekologi | Infusion Pumps, General-Purpose | PUMP VOLUMETRIC INFUSION | Therapeutic | Intermediate | 13-215 | 1 | KKM/JKN/HSA/10-05-01/H/21/231 | 2400 | 2400 |  | 2026-01-01
1999 | BEMS | P0 | Hospital Shah Alam, Selangor | Jabatan Obstetrik & Ginekologi | Dewan Bersalin (LDU) | Infusion Pumps, General-Purpose | PUMP VOLUMETRIC INFUSION | Therapeutic | Intermediate | 13-215 | 1 | KKM/JKN/HSA/10-05-01/H/21/232 | 2400 | 2400 |  | 2026-01-01
2000 | BEMS | P0 | Hospital Shah Alam, Selangor | Jabatan Perubatan Am | Unit Rawatan Koronari (CCU) | Infusion Pumps, General-Purpose | PUMP VOLUMETRIC INFUSION | Therapeutic | Intermediate | 13-215 | 1 | KKM/JKN/HSA/10-05-01/H/21/233 | 2400 | 2400 |  | 2026-01-01
2001 | BEMS | P0 | Hospital Shah Alam, Selangor | Jabatan Perubatan Am | Unit Rawatan Koronari (CCU) | Infusion Pumps, General-Purpose | PUMP VOLUMETRIC INFUSION | Therapeutic | Intermediate | 13-215 | 1 | KKM/JKN/HSA/10-05-01/H/21/234 | 2400 | 2400 |  | 2026-01-01
2002 | BEMS | P0 | Hospital Shah Alam, Selangor | Jabatan Perubatan Am | Unit Rawatan Koronari (CCU) | Infusion Pumps, General-Purpose | PUMP VOLUMETRIC INFUSION | Therapeutic | Intermediate | 13-215 | 1 | KKM/JKN/HSA/10-05-01/H/21/235 | 2400 | 2400 |  | 2026-01-01
2003 | BEMS | P0 | Hospital Shah Alam, Selangor | Jabatan Perubatan Am | Unit Rawatan Koronari (CCU) | Infusion Pumps, General-Purpose | PUMP VOLUMETRIC INFUSION | Therapeutic | Intermediate | 13-215 | 1 | KKM/JKN/HSA/10-05-01/H/21/236 | 2400 | 2400 |  | 2026-01-01
2004 | BEMS | P0 | Hospital Shah Alam, Selangor | Jabatan Pembedahan Am | Wad Pembedahan Perempuan 9B | Infusion Pumps, General-Purpose | PUMP VOLUMETRIC INFUSION | Therapeutic | Intermediate | 13-215 | 1 | KKM/JKN/HSA/10-05-01/H/21/237 | 2400 | 2400 |  | 2026-01-01
2005 | BEMS | P0 | Hospital Shah Alam, Selangor | Jabatan Pembedahan Am | Wad Pembedahan Perempuan 9B | Infusion Pumps, General-Purpose | PUMP VOLUMETRIC INFUSION | Therapeutic | Intermediate | 13-215 | 1 | KKM/JKN/HSA/10-05-01/H/21/238 | 2400 | 2400 |  | 2026-01-01
2006 | BEMS | P0 | Hospital Shah Alam, Selangor | Jabatan Pembedahan Am | Wad Pembedahan Perempuan 9B | Infusion Pumps, General-Purpose | PUMP VOLUMETRIC INFUSION | Therapeutic | Intermediate | 13-215 | 1 | KKM/JKN/HSA/10-05-01/H/21/239 | 2400 | 2400 |  | 2026-01-01
2007 | BEMS | P0 | Hospital Shah Alam, Selangor | Jabatan Pembedahan Am | Wad Pembedahan Perempuan 9B | Infusion Pumps, General-Purpose | PUMP VOLUMETRIC INFUSION | Therapeutic | Intermediate | 13-215 | 1 | KKM/JKN/HSA/10-05-01/H/21/240 | 2400 | 2400 |  | 2026-01-01
2008 | BEMS | P0 | Hospital Shah Alam, Selangor | Jabatan Pembedahan Am | Wad Pembedahan Perempuan 9B | Infusion Pumps, General-Purpose | PUMP VOLUMETRIC INFUSION | Therapeutic | Intermediate | 13-215 | 1 | KKM/JKN/HSA/10-05-01/H/21/241 | 2400 | 2400 |  | 2026-01-01
2009 | BEMS | P0 | Hospital Shah Alam, Selangor | Jabatan Pembedahan Am | Wad Pembedahan Perempuan 9A | Infusion Pumps, General-Purpose | PUMP VOLUMETRIC INFUSION | Therapeutic | Intermediate | 13-215 | 1 | KKM/JKN/HSA/10-05-01/H/21/242 | 2400 | 2400 |  | 2026-01-01
2010 | BEMS | P0 | Hospital Shah Alam, Selangor | Jabatan Pembedahan Am | Wad Pembedahan Perempuan 9A | Infusion Pumps, General-Purpose | PUMP VOLUMETRIC INFUSION | Therapeutic | Intermediate | 13-215 | 1 | KKM/JKN/HSA/10-05-01/H/21/243 | 2400 | 2400 |  | 2026-01-01
2011 | BEMS | P0 | Hospital Shah Alam, Selangor | Jabatan Pembedahan Am | Wad Pembedahan Perempuan 9A | Infusion Pumps, General-Purpose | PUMP VOLUMETRIC INFUSION | Therapeutic | Intermediate | 13-215 | 1 | KKM/JKN/HSA/10-05-01/H/21/244 | 2400 | 2400 |  | 2026-01-01
2012 | BEMS | P0 | Hospital Shah Alam, Selangor | Jabatan Pembedahan Am | Wad Pembedahan Perempuan 9A | Infusion Pumps, General-Purpose | PUMP VOLUMETRIC INFUSION | Therapeutic | Intermediate | 13-215 | 1 | KKM/JKN/HSA/10-05-01/H/21/245 | 2400 | 2400 |  | 2026-01-01
2013 | BEMS | P0 | Hospital Shah Alam, Selangor | Jabatan Pembedahan Am | Wad Pembedahan Perempuan 9A | Infusion Pumps, General-Purpose | PUMP VOLUMETRIC INFUSION | Therapeutic | Intermediate | 13-215 | 1 | KKM/JKN/HSA/10-05-01/H/21/246 | 2400 | 2400 |  | 2026-01-01
2014 | BEMS | P0 | Hospital Shah Alam, Selangor | Jabatan Perubatan Am | Wad Perubatan Perempuan 10A | Infusion Pumps, General-Purpose | PUMP VOLUMETRIC INFUSION | Therapeutic | Intermediate | 13-215 | 1 | KKM/JKN/HSA/10-05-01/H/21/247 | 2400 | 2400 |  | 2026-01-01
2015 | BEMS | P0 | Hospital Shah Alam, Selangor | Jabatan Perubatan Am | Wad Perubatan Perempuan 10A | Infusion Pumps, General-Purpose | PUMP VOLUMETRIC INFUSION | Therapeutic | Intermediate | 13-215 | 1 | KKM/JKN/HSA/10-05-01/H/21/248 | 2400 | 2400 |  | 2026-01-01
2016 | BEMS | P0 | Hospital Shah Alam, Selangor | Jabatan Perubatan Am | Wad Perubatan Perempuan 10A | Infusion Pumps, General-Purpose | PUMP VOLUMETRIC INFUSION | Therapeutic | Intermediate | 13-215 | 1 | KKM/JKN/HSA/10-05-01/H/21/249 | 2400 | 2400 |  | 2026-01-01
2017 | BEMS | P0 | Hospital Shah Alam, Selangor | Jabatan Perubatan Am | Wad Perubatan Perempuan 10A | Infusion Pumps, General-Purpose | PUMP VOLUMETRIC INFUSION | Therapeutic | Intermediate | 13-215 | 1 | KKM/JKN/HSA/10-05-01/H/21/250 | 2400 | 2400 |  | 2026-01-01
2018 | BEMS | P0 | Hospital Shah Alam, Selangor | Jabatan Perubatan Am | Wad Perubatan Perempuan 10A | Infusion Pumps, General-Purpose | PUMP VOLUMETRIC INFUSION | Therapeutic | Intermediate | 13-215 | 1 | KKM/JKN/HSA/10-05-01/H/21/251 | 2400 | 2400 |  | 2026-01-01
2019 | BEMS | P0 | Hospital Shah Alam, Selangor | Jabatan Perubatan Am | Wad Perubatan Perempuan 10B | Infusion Pumps, General-Purpose | PUMP VOLUMETRIC INFUSION | Therapeutic | Intermediate | 13-215 | 1 | KKM/JKN/HSA/10-05-01/H/21/252 | 2400 | 2400 |  | 2026-01-01
2020 | BEMS | P0 | Hospital Shah Alam, Selangor | Jabatan Perubatan Am | Wad Perubatan Perempuan 10B | Infusion Pumps, General-Purpose | PUMP VOLUMETRIC INFUSION | Therapeutic | Intermediate | 13-215 | 1 | KKM/JKN/HSA/10-05-01/H/21/253 | 2400 | 2400 |  | 2026-01-01
2021 | BEMS | P0 | Hospital Shah Alam, Selangor | Jabatan Perubatan Am | Wad Perubatan Perempuan 10B | Infusion Pumps, General-Purpose | PUMP VOLUMETRIC INFUSION | Therapeutic | Intermediate | 13-215 | 1 | KKM/JKN/HSA/10-05-01/H/21/254 | 2400 | 2400 |  | 2026-01-01
2022 | BEMS | P0 | Hospital Shah Alam, Selangor | Jabatan Perubatan Am | Wad Perubatan Perempuan 10B | Infusion Pumps, General-Purpose | PUMP VOLUMETRIC INFUSION | Therapeutic | Intermediate | 13-215 | 1 | KKM/JKN/HSA/10-05-01/H/21/255 | 2400 | 2400 |  | 2026-01-01
2023 | BEMS | P0 | Hospital Shah Alam, Selangor | Jabatan Perubatan Am | Wad Perubatan Perempuan 10B | Infusion Pumps, General-Purpose | PUMP VOLUMETRIC INFUSION | Therapeutic | Intermediate | 13-215 | 1 | KKM/JKN/HSA/10-05-01/H/21/256 | 2400 | 2400 |  | 2026-01-01
2024 | BEMS | P0 | Hospital Shah Alam, Selangor | Jabatan Pediatrik | Unit Rawatan Rapi Neonatal (NICU) | Ventilators, Intensive Care, Neonatal/Pediatric | INFANT VENTILATOR | Therapeutic | Intermediate | 14-361 | 1 | KKM/JKN/HSA/10-05-01/H/21/104 | 130000 | 130000 |  | 2026-01-01
2025 | BEMS | P0 | Hospital Shah Alam, Selangor | Jabatan Pediatrik | Unit Rawatan Rapi Neonatal (NICU) | Ventilators, Intensive Care, Neonatal/Pediatric | INFANT VENTILATOR | Therapeutic | Intermediate | 14-361 | 1 | KKM/JKN/HSA/10-05-01/H/21/105 | 130000 | 130000 |  | 2026-01-01
2026 | BEMS | P0 | Hospital Shah Alam, Selangor | Jabatan Pediatrik | Unit Rawatan Rapi Neonatal (NICU) | Ventilators, Intensive Care, Neonatal/Pediatric | INFANT VENTILATOR | Therapeutic | Intermediate | 14-361 | 1 | KKM/JKN/HSA/10-05-01/H/21/106 | 130000 | 130000 |  | 2026-01-01
2027 | BEMS | P0 | Hospital Shah Alam, Selangor | Jabatan Pediatrik | Unit Rawatan Rapi Neonatal (NICU) | Ventilators, Intensive Care, Neonatal/Pediatric | INFANT VENTILATOR | Therapeutic | Intermediate | 14-361 | 1 | KKM/JKN/HSA/10-05-01/H/21/107 | 55000 | 55000 |  | 2026-01-01
2028 | BEMS | P0 | Hospital Shah Alam, Selangor | Jabatan Pediatrik | Unit Rawatan Rapi Neonatal (NICU) | Ventilators, Intensive Care, Neonatal/Pediatric | INFANT VENTILATOR | Therapeutic | Intermediate | 14-361 | 1 | KKM/JKN/HSA/10-05-01/H/21/108 | 55000 | 55000 |  | 2026-01-01
2029 | BEMS | P0 | Hospital Shah Alam, Selangor | Jabatan Pediatrik | Unit Rawatan Rapi Neonatal (NICU) | Ventilators, Intensive Care, Neonatal/Pediatric | INFANT VENTILATOR | Therapeutic | Intermediate | 14-361 | 1 | KKM/JKN/HSA/10-05-01/H/21/109 | 55000 | 55000 |  | 2026-01-01
2030 | BEMS | P0 | Hospital Shah Alam, Selangor | Unit Hemodialisis | Unit Hemodialisis | Hemodialysis Units | HAEMODIALYSIS UNIT | Therapeutic | Intermediate | 11-218 | 1 | KKM/JKN/HSA/10-05-01/H/20/144 | 40000 | 40000 |  | 2026-01-01
2031 | BEMS | P0 | Hospital Shah Alam, Selangor | Unit Hemodialisis | Unit Hemodialisis | Hemodialysis Units | HAEMODIALYSIS UNIT | Therapeutic | Intermediate | 11-218 | 1 | KKM/JKN/HSA/10-05-01/H/21/90 | 42000 | 42000 |  | 2026-01-01
2032 | BEMS | P0 | Hospital Shah Alam, Selangor | Unit Hemodialisis | Unit Hemodialisis | Hemodialysis Units | HAEMODIALYSIS UNIT | Therapeutic | Intermediate | 11-218 | 1 | KKM/JKN/HSA/10-05-01/H/21/203 | 69900 | 69900 |  | 2026-01-01
2033 | BEMS | P0 | Hospital Shah Alam, Selangor | Jabatan Anestesiologi & Rawatan Kritikal | Unit Rawatan Rapi (ICU) | Ventilators, Intensive Care, Adult | VENTILATOR INTENSIVE CARE | Therapeutic | Intermediate | 18-792 | 1 | KKM/JKN/HSA/10-05-01/H/20/114 | 85000 | 85000 |  | 2026-01-01
2034 | BEMS | P0 | Hospital Shah Alam, Selangor | Jabatan Anestesiologi & Rawatan Kritikal | Unit Rawatan Rapi (ICU) | Ventilators, Intensive Care, Adult | VENTILATOR INTENSIVE CARE | Therapeutic | Intermediate | 18-792 | 1 | KKM/JKN/HSA/10-05-01/H/20/115 | 85000 | 85000 |  | 2026-01-01
2035 | BEMS | P0 | Hospital Shah Alam, Selangor | Jabatan Anestesiologi & Rawatan Kritikal | Unit Rawatan Rapi (ICU) | Ventilators, Intensive Care, Adult | VENTILATOR INTENSIVE CARE | Therapeutic | Intermediate | 18-792 | 1 | KKM/JKN/HSA/10-05-01/H/20/116 | 85000 | 85000 |  | 2026-01-01
2036 | BEMS | P0 | Hospital Shah Alam, Selangor | Jabatan Anestesiologi & Rawatan Kritikal | Unit Rawatan Rapi (ICU) | Ventilators, Intensive Care, Adult | VENTILATOR INTENSIVE CARE | Therapeutic | Intermediate | 18-792 | 1 | KKM/JKN/HSA/10-05-01/H/20/138 | 97000 | 97000 |  | 2026-01-01
2037 | BEMS | P0 | Hospital Shah Alam, Selangor | Jabatan Anestesiologi & Rawatan Kritikal | Unit Rawatan Rapi (ICU) | Ventilators, Intensive Care, Adult | VENTILATOR INTENSIVE CARE | Therapeutic | Intermediate | 18-792 | 1 | KKM/JKN/HSA/10-05-01/H/20/162 | 120000 | 120000 |  | 2026-01-01
2038 | BEMS | P0 | Hospital Shah Alam, Selangor | Jabatan Anestesiologi & Rawatan Kritikal | Unit Rawatan Rapi (ICU) | Ventilators, Intensive Care, Adult | VENTILATOR INTENSIVE CARE | Therapeutic | Intermediate | 18-792 | 1 | KKM/JKN/HSA/10-05-01/H/20/219 | 40000 | 40000 |  | 2026-01-01
2039 | BEMS | P0 | Hospital Shah Alam, Selangor | Jabatan Anestesiologi & Rawatan Kritikal | Unit Rawatan Rapi (ICU) | Ventilators, Intensive Care, Adult | VENTILATOR INTENSIVE CARE | Therapeutic | Intermediate | 18-792 | 1 | KKM/JKN/HSA/10-05-01/H/20/220 | 70000 | 70000 |  | 2026-01-01
2040 | BEMS | P0 | Hospital Shah Alam, Selangor | Jabatan Anestesiologi & Rawatan Kritikal | Unit Rawatan Rapi (ICU) | Ventilators, Intensive Care, Adult | VENTILATOR INTENSIVE CARE | Therapeutic | Intermediate | 18-792 | 1 | KKM/JKN/HSA/10-05-01/H/20/260 | 63000 | 63000 |  | 2026-01-01
2041 | BEMS | P0 | Hospital Shah Alam, Selangor | Jabatan Anestesiologi & Rawatan Kritikal | Unit Rawatan Rapi (ICU) | Ventilators, Intensive Care, Adult | VENTILATOR INTENSIVE CARE | Therapeutic | Intermediate | 18-792 | 1 | KKM/JKN/HSA/10-05-01/H/20/261 | 63000 | 63000 |  | 2026-01-01
2042 | BEMS | P0 | Hospital Shah Alam, Selangor | Jabatan Anestesiologi & Rawatan Kritikal | Unit Rawatan Rapi (ICU) | Ventilators, Intensive Care, Adult | VENTILATOR INTENSIVE CARE | Therapeutic | Intermediate | 18-792 | 1 | KKM/JKN/HSA/10-05-01/H/20/262 | 63000 | 63000 |  | 2026-01-01
2043 | BEMS | P0 | Hospital Shah Alam, Selangor | Jabatan Anestesiologi & Rawatan Kritikal | Unit Rawatan Rapi (ICU) | Ventilators, Intensive Care, Adult | VENTILATOR INTENSIVE CARE | Therapeutic | Intermediate | 18-792 | 1 | KKM/JKN/HSA/10-05-01/H/21/6 | 63000 | 63000 |  | 2026-01-01
2044 | BEMS | P0 | Hospital Shah Alam, Selangor | Jabatan Anestesiologi & Rawatan Kritikal | Unit Rawatan Rapi (ICU) | Ventilators, Intensive Care, Adult | VENTILATOR INTENSIVE CARE | Therapeutic | Intermediate | 18-792 | 1 | KKM/JKN/HSA/10-05-01/H/21/7 | 63000 | 63000 |  | 2026-01-01
2045 | BEMS | P0 | Hospital Shah Alam, Selangor | Jabatan Anestesiologi & Rawatan Kritikal | Unit Rawatan Rapi (ICU) | Ventilators, Intensive Care, Adult | VENTILATOR INTENSIVE CARE | Therapeutic | Intermediate | 18-792 | 1 | KKM/JKN/HSA/10-05-01/H/21/8 | 63000 | 63000 |  | 2026-01-01
2046 | BEMS | P0 | Hospital Shah Alam, Selangor | Jabatan Anestesiologi & Rawatan Kritikal | Unit Rawatan Rapi (ICU) | Ventilators, Intensive Care, Adult | VENTILATOR INTENSIVE CARE | Therapeutic | Intermediate | 18-792 | 1 | KKM/JKN/HSA/10-05-01/H/21/29 | 105000 | 105000 |  | 2026-01-01
2047 | BEMS | P0 | Hospital Shah Alam, Selangor | Jabatan Anestesiologi & Rawatan Kritikal | Unit Rawatan Rapi (ICU) | Ventilators, Intensive Care, Adult | VENTILATOR INTENSIVE CARE | Therapeutic | Intermediate | 18-792 | 1 | KKM/JKN/HSA/10-05-01/H/21/30 | 105000 | 105000 |  | 2026-01-01
2048 | BEMS | P0 | Hospital Shah Alam, Selangor | Jabatan Anestesiologi & Rawatan Kritikal | Unit Rawatan Rapi (ICU) | Ventilators, Intensive Care, Adult | VENTILATOR INTENSIVE CARE | Therapeutic | Intermediate | 18-792 | 1 | KKM/JKN/HSA/10-05-01/H/21/31 | 138000 | 138000 |  | 2026-01-01
2049 | BEMS | P0 | Hospital Shah Alam, Selangor | Jabatan Anestesiologi & Rawatan Kritikal | Unit Rawatan Rapi (ICU) | Ventilators, Intensive Care, Adult | VENTILATOR INTENSIVE CARE | Therapeutic | Intermediate | 18-792 | 1 | KKM/JKN/HSA/10-05-01/H/21/32 | 138000 | 138000 |  | 2026-01-01
2050 | BEMS | P0 | Hospital Shah Alam, Selangor | Jabatan Anestesiologi & Rawatan Kritikal | Unit Rawatan Rapi (ICU) | Ventilators, Intensive Care, Adult | VENTILATOR INTENSIVE CARE | Therapeutic | Intermediate | 18-792 | 1 | KKM/JKN/HSA/10-05-01/H/21/79 | 105000 | 105000 |  | 2026-01-01
2051 | BEMS | P0 | Hospital Shah Alam, Selangor | Jabatan Anestesiologi & Rawatan Kritikal | Unit Rawatan Rapi (ICU) | Ventilators, Intensive Care, Adult | VENTILATOR INTENSIVE CARE | Therapeutic | Intermediate | 18-792 | 1 | KKM/JKN/HSA/10-05-01/H/21/82 | 105000 | 105000 |  | 2026-01-01
2052 | BEMS | P0 | Hospital Shah Alam, Selangor | Jabatan Anestesiologi & Rawatan Kritikal | Unit Rawatan Rapi (ICU) | Ventilators, Intensive Care, Adult | VENTILATOR INTENSIVE CARE | Therapeutic | Intermediate | 18-792 | 1 | KKM/JKN/HSA/10-05-01/H/21/83 | 105000 | 105000 |  | 2026-01-01
2053 | BEMS | P0 | Hospital Shah Alam, Selangor | Jabatan Anestesiologi & Rawatan Kritikal | Unit Rawatan Rapi (ICU) | Ventilators, Intensive Care, Adult | VENTILATOR INTENSIVE CARE | Therapeutic | Intermediate | 18-792 | 1 | KKM/JKN/HSA/10-05-01/H/21/84 | 105000 | 105000 |  | 2026-01-01
2054 | BEMS | P0 | Hospital Shah Alam, Selangor | Jabatan Anestesiologi & Rawatan Kritikal | Unit Rawatan Rapi (ICU) | Ventilators, Intensive Care, Adult | VENTILATOR INTENSIVE CARE | Therapeutic | Intermediate | 18-792 | 1 | KKM/JKN/HSA/10-05-01/H/21/85 | 105000 | 105000 |  | 2026-01-01
2055 | BEMS | P0 | Hospital Shah Alam, Selangor | Jabatan Anestesiologi & Rawatan Kritikal | Unit Rawatan Rapi (ICU) | Ventilators, Intensive Care, Adult | VENTILATOR INTENSIVE CARE | Therapeutic | Intermediate | 18-792 | 1 | KKM/JKN/HSA/10-05-01/H/21/86 | 105000 | 105000 |  | 2026-01-01
2056 | BEMS | P0 | Hospital Shah Alam, Selangor | Jabatan Anestesiologi & Rawatan Kritikal | Unit Rawatan Rapi (ICU) | Ventilators, Intensive Care, Adult | VENTILATOR INTENSIVE CARE | Therapeutic | Intermediate | 18-792 | 1 | KKM/JKN/HSA/10-05-01/H/21/123 | 105000 | 105000 |  | 2026-01-01
2057 | BEMS | P0 | Hospital Shah Alam, Selangor | Jabatan Anestesiologi & Rawatan Kritikal | Unit Rawatan Rapi (ICU) | Ventilators, Intensive Care, Adult | VENTILATOR INTENSIVE CARE | Therapeutic | Intermediate | 18-792 | 1 | KKM/JKN/HSA/10-05-01/H/21/124 | 105000 | 105000 |  | 2026-01-01
2058 | BEMS | P0 | Hospital Shah Alam, Selangor | Jabatan Anestesiologi & Rawatan Kritikal | Unit Rawatan Rapi (ICU) | Ventilators, Intensive Care, Adult | VENTILATOR INTENSIVE CARE | Therapeutic | Intermediate | 18-792 | 1 | KKM/JKN/HSA/10-05-01/H/21/125 | 105000 | 105000 |  | 2026-01-01
2059 | BEMS | P0 | Hospital Shah Alam, Selangor | Jabatan Anestesiologi & Rawatan Kritikal | Unit Rawatan Rapi (ICU) | Ventilators, Intensive Care, Adult | VENTILATOR INTENSIVE CARE | Therapeutic | Intermediate | 18-792 | 1 | KKM/JKN/HSA/10-05-01/H/21/126 | 105000 | 105000 |  | 2026-01-01
2060 | BEMS | P0 | Hospital Shah Alam, Selangor | Jabatan Anestesiologi & Rawatan Kritikal | Unit Rawatan Rapi (ICU) | Ventilators, Intensive Care, Adult | VENTILATOR INTENSIVE CARE | Therapeutic | Intermediate | 18-792 | 1 | KKM/JKN/HSA/10-05-01/H/21/127 | 105000 | 105000 |  | 2026-01-01
2061 | BEMS | P0 | Hospital Shah Alam, Selangor | Jabatan Pediatrik | Wad Pediatrik | Ventilators, Intensive Care, Neonatal/Pediatric | VENTILATOR INTENSIVE CARE | Therapeutic | Intermediate | 14-361 | 1 | KKM/JKN/HSA/10-05-01/H/21/140 | 26000 | 26000 |  | 2026-01-01
2062 | BEMS | P0 | Hospital Shah Alam, Selangor | Jabatan Pediatrik | Wad Pediatrik | Ventilators, Intensive Care, Neonatal/Pediatric | VENTILATOR INTENSIVE CARE | Therapeutic | Intermediate | 14-361 | 1 | KKM/JKN/HSA/10-05-01/H/21/141 | 26000 | 26000 |  | 2026-01-01
2063 | BEMS | P0 | Hospital Shah Alam, Selangor | Jabatan Pediatrik | Wad Pediatrik | Ventilators, Intensive Care, Neonatal/Pediatric | VENTILATOR INTENSIVE CARE | Therapeutic | Intermediate | 14-361 | 1 | KKM/JKN/HSA/10-05-01/H/21/142 | 26000 | 26000 |  | 2026-01-01
2064 | BEMS | P0 | Hospital Shah Alam, Selangor | Jabatan Pediatrik | Wad Pediatrik | Ventilators, Intensive Care, Neonatal/Pediatric | PORTABLE TURBINE VENTILATOR | Therapeutic | Intermediate | 14-361 | 1 | KKM/JKN/HSA/10-05-01/H/21/321 | 75000 | 75000 |  | 2026-01-01
2065 | BEMS | P0 | Hospital Shah Alam, Selangor | Jabatan Pediatrik | Wad Pediatrik | Ventilators, Intensive Care, Neonatal/Pediatric | PORTABLE TURBINE VENTILATOR | Therapeutic | Intermediate | 14-361 | 1 | KKM/JKN/HSA/10-05-01/H/21/322 | 75000 | 75000 |  | 2026-01-01
2066 | BEMS | P0 | Hospital Shah Alam, Selangor | Jabatan Pediatrik | Wad Pediatrik | Ventilators, Intensive Care, Neonatal/Pediatric | VENTILATOR | Therapeutic | Intermediate | 14-361 | 1 | KKM/JKN/HSA/10-05-01/H/21/323 | 59000 | 59000 |  | 2026-01-01
2067 | BEMS | P0 | Hospital Shah Alam, Selangor | Jabatan Kecemasan & Trauma | Jabatan Kecemasan & Trauma | Ventilators, Transport | VENTILATOR | Therapeutic | Intermediate | 18-098 | 1 | KKM/JKN/HSA/10-05-01/H/21/202 | 60000 | 60000 |  | 2026-01-01
2068 | BEMS | P0 | Hospital Shah Alam, Selangor | Jabatan Kecemasan & Trauma | Jabatan Kecemasan & Trauma | Ventilators, Transport | VENTILATOR | Therapeutic | Intermediate | 18-098 | 1 | KKM/JKN/HSA/10-05-01/H/21/341 | 59800 | 59800 |  | 2026-01-01
2069 | BEMS | P0 | Hospital Shah Alam, Selangor | Jabatan Kecemasan & Trauma | Jabatan Kecemasan & Trauma | Ventilators, Transport | VENTILATOR | Therapeutic | Intermediate | 18-098 | 1 | KKM/JKN/HSA/10-05-01/H/21/342 | 59800 | 59800 |  | 2026-01-01
2070 | BEMS | P0 | Hospital Shah Alam, Selangor | Jabatan Pediatrik | Wad Pediatrik | Ventilators, Intensive Care, Neonatal/Pediatric | VENTILATOR INTENSIVE CARE | Therapeutic | Intermediate | 14-361 | 1 | KKM/JKN/HSA/10-05-01/H/22/19 | 26000 | 26000 |  | 2026-01-01
2071 | BEMS | P0 | Hospital Shah Alam, Selangor | Jabatan Pediatrik | Wad Pediatrik | Ventilators, Intensive Care, Neonatal/Pediatric | VENTILATOR INTENSIVE CARE | Therapeutic | Intermediate | 14-361 | 1 | KKM/JKN/HSA/10-05-01/H/22/20 | 26000 | 26000 |  | 2026-01-01
2072 | BEMS | P0 | Hospital Shah Alam, Selangor | Jabatan Pediatrik | Unit Rawatan Rapi Neonatal (NICU) | Ventilators, Intensive Care, Neonatal/Pediatric | VENTILATOR INTENSIVE CARE | Therapeutic | Intermediate | 14-361 | 1 | KKM/JKN/HSA/10-05-01/H/21/337 | 56800 | 56800 |  | 2026-01-01
2073 | BEMS | P0 | Hospital Shah Alam, Selangor | Jabatan Pediatrik | Wad Pediatrik | Ventilators, Intensive Care, Neonatal/Pediatric | VENTILATOR INTENSIVE CARE | Therapeutic | Intermediate | 14-361 | 1 | KKM/JKN/HSA/10-05-01/H/21/338 | 125000 | 125000 |  | 2026-01-01
2074 | BEMS | P0 | Hospital Shah Alam, Selangor | Jabatan Pediatrik | Unit Rawatan Rapi Neonatal (NICU) | Ventilators, Intensive Care, Neonatal/Pediatric | VENTILATOR INTENSIVE CARE | Therapeutic | Intermediate | 14-361 | 1 | KKM/JKN/HSA/10-05-01/H/21/339 | 137000 | 137000 |  | 2026-01-01
2075 | BEMS | P0 | Shah Alam | Jabatan Pediatrik | Wad Pediatrik | Ventilators, Intensive Care, Neonatal/Pediatric | VENTILATOR INTENSIVE CARE | Therapeutic | Intermediate | 14-361 | 1 | KKM/JKN/HSA/10-05-01/H/22/21 | 26000 | 26000 |  | 2026-01-01
2076 | BEMS | P0 | Shah Alam | Jabatan Anestesiologi & Rawatan Kritikal | Unit Rawatan Rapi (ICU) | Ventilators, Intensive Care, Adult | VENTILATOR INTENSIVE CARE | Therapeutic | Intermediate | 18-792 | 1 | KKM/JKN/HSA/10-05-01/H/22/87 | 100000 | 100000 |  | 2026-01-01
2077 | BEMS | P0 | Shah Alam | Jabatan Anestesiologi & Rawatan Kritikal | Unit Rawatan Rapi (ICU) | Ventilators, Intensive Care, Adult | VENTILATOR INTENSIVE CARE | Therapeutic | Intermediate | 18-792 | 1 | KKM/JKN/HSA/10-05-01/H/22/88 | 85000 | 85000 |  | 2026-01-01
2078 | BEMS | P0 | Shah Alam | Jabatan Obstetrik & Ginekologi | Dewan Bersalin (LDU) | Cardiotocographs | CTG MACHINE | Diagnostic | Intermediate | 12-610 | 1 | KKM/JKN/HSA/10-05-01/H/21/282 | 14300 | 14300 |  | 2026-01-01
2079 | BEMS | P0 | Shah Alam | Jabatan Obstetrik & Ginekologi | Pusat Kemasukan Ibu Bersalin (PAC) | Monitors, Physiologic, Vital Signs | SPOT VITAL SIGN (NIBP) | Diagnostic | Intermediate | 25-209 | 1 | KKM/JKN/HSA/10-05-01/H/21/207 | 5066 | 5066 |  | 2026-01-01
2080 | BEMS | P0 | Shah Alam | Jabatan Perubatan Am | Wad Eksekutif & VIP | Monitors, Physiologic, Vital Signs | SPOT VITAL SIGN (NIBP) | Diagnostic | Intermediate | 25-209 | 1 | KKM/JKN/HSA/10-05-01/H/21/208 | 5066 | 5066 |  | 2026-01-01
2081 | BEMS | P0 | Shah Alam | Jabatan Kecemasan & Trauma | Jabatan Kecemasan & Trauma | Monitors, Physiologic, Vital Signs | SPOT VITAL SIGN (NIBP) | Diagnostic | Intermediate | 25-209 | 1 | KKM/JKN/HSA/10-05-01/H/21/209 | 5066 | 5066 |  | 2026-01-01
2082 | BEMS | P0 | Shah Alam | Jabatan Pembedahan Am | Multidisiplin Ward (MDW) | Monitors, Physiologic, Vital Signs | SPOT VITAL SIGN (NIBP) | Diagnostic | Intermediate | 25-209 | 1 | KKM/JKN/HSA/10-05-01/H/21/210 | 5066 | 5066 |  | 2026-01-01
2083 | BEMS | P0 | Shah Alam | Jabatan Perubatan Am | Wad Perubatan Lelaki 10A | Physiologic Monitoring Systems, Acute Care | PATIENT MONITORING EQUIP | Diagnostic | Intermediate | 12-647 | 1 | KKM/JKN/HSA/10-05-01/H/21/286 | 16000 | 16000 |  | 2026-01-01
2084 | BEMS | P0 | Shah Alam | Jabatan Pembedahan Am | Wad Pembedahan Lelaki 9A | Physiologic Monitoring Systems, Acute Care | PATIENT MONITORING EQUIP | Diagnostic | Intermediate | 12-647 | 1 | KKM/JKN/HSA/10-05-01/H/21/287 | 16000 | 16000 |  | 2026-01-01
2085 | BEMS | P0 | Shah Alam | Jabatan Pembedahan Am | Wad Pembedahan Lelaki 9B | Physiologic Monitoring Systems, Acute Care | PATIENT MONITORING EQUIP | Diagnostic | Intermediate | 12-647 | 1 | KKM/JKN/HSA/10-05-01/H/21/288 | 16000 | 16000 |  | 2026-01-01
2086 | BEMS | P0 | Shah Alam | Jabatan Pembedahan Am | Unit Rawatan Pembedahan Harian | Monitors, Physiologic, Vital Signs | SPOT VITAL SIGN (NIBP) | Diagnostic | Intermediate | 25-209 | 1 | KKM/JKN/HSA/10-05-01/H/21/306 | 5066 | 5066 |  | 2026-01-01
2087 | BEMS | P0 | Shah Alam | Jabatan Pembedahan Am | Multidisiplin Ward (MDW) | Monitors, Physiologic, Vital Signs | SPOT VITAL SIGN (NIBP) | Diagnostic | Intermediate | 25-209 | 1 | KKM/JKN/HSA/10-05-01/H/21/307 | 5066 | 5066 |  | 2026-01-01
2088 | BEMS | P0 | Shah Alam | Jabatan Pembedahan Am | Multidisiplin Ward (MDW) | Monitors, Physiologic, Vital Signs | SPOT VITAL SIGN (NIBP) | Diagnostic | Intermediate | 25-209 | 1 | KKM/JKN/HSA/10-05-01/H/21/308 | 5066 | 5066 |  | 2026-01-01
2089 | BEMS | P0 | Shah Alam | Jabatan Anestesiologi & Rawatan Kritikal | Dewan Bedah Utama (GOT) | Monitors, Physiologic, Vital Signs | SPOT VITAL SIGN (NIBP) | Diagnostic | Intermediate | 25-209 | 1 | KKM/JKN/HSA/10-05-01/H/21/309 | 5066 | 5066 |  | 2026-01-01
2090 | BEMS | P0 | Shah Alam | Jabatan Anestesiologi & Rawatan Kritikal | Dewan Bedah Utama (GOT) | Monitors, Physiologic, Vital Signs | SPOT VITAL SIGN (NIBP) | Diagnostic | Intermediate | 25-209 | 1 | KKM/JKN/HSA/10-05-01/H/21/310 | 5066 | 5066 |  | 2026-01-01
2091 | BEMS | P0 | Shah Alam | Jabatan Pediatrik | Unit Rawatan Rapi Neonatal (NICU) | Physiologic Monitoring Systems, Acute Care | PATIENT MONITORING EQUIP | Diagnostic | Intermediate | 12-647 | 1 | KKM/JKN/HSA/10-05-01/H/21/335 | 19610 | 19610 |  | 2026-01-01
2092 | BEMS | P0 | Shah Alam | Jabatan Pediatrik | Wad Pediatrik | Physiologic Monitoring Systems, Acute Care | PATIENT MONITORING EQUIP | Diagnostic | Intermediate | 12-647 | 1 | KKM/JKN/HSA/10-05-01/H/21/336 | 19610 | 19610 |  | 2026-01-01
2093 | BEMS | P0 | Shah Alam | Jabatan Pediatrik | Wad Pediatrik | Physiologic Monitoring Systems, Acute Care | PATIENT MONITORING EQUIP | Diagnostic | Intermediate | 12-647 | 1 | KKM/JKN/HSA/10-05-01/H/22/4 | 9000 | 9000 |  | 2026-01-01
2094 | BEMS | P0 | Shah Alam | Jabatan Pediatrik | Unit Rawatan Rapi Neonatal (NICU) | Physiologic Monitoring Systems, Acute Care | PATIENT MONITORING EQUIP | Diagnostic | Intermediate | 12-647 | 1 | KKM/JKN/HSA/10-05-01/H/22/5 | 9000 | 9000 |  | 2026-01-01
2095 | BEMS | P0 | Shah Alam | Jabatan Pediatrik | Wad Pediatrik | Physiologic Monitoring Systems, Acute Care | PATIENT MONITORING EQUIP | Diagnostic | Intermediate | 12-647 | 1 | KKM/JKN/HSA/10-05-01/H/22/22 | 7280 | 7280 |  | 2026-01-01
2096 | BEMS | P0 | Shah Alam | Jabatan Anestesiologi & Rawatan Kritikal | Unit Rawatan Rapi (ICU) | Infusion Pumps, Syringe | PUMP SYRINGE | Therapeutic | Intermediate | 13-217 | 1 | KKM/JKN/HSA/10-05-01/H/21/39 | 2800 | 2800 |  | 2026-01-01
2097 | BEMS | P0 | Shah Alam | Jabatan Anestesiologi & Rawatan Kritikal | Unit Rawatan Rapi (ICU) | Infusion Pumps, Syringe | PUMP SYRINGE | Therapeutic | Intermediate | 13-217 | 1 | KKM/JKN/HSA/10-05-01/H/21/40 | 2800 | 2800 |  | 2026-01-01
2098 | BEMS | P0 | Shah Alam | Jabatan Anestesiologi & Rawatan Kritikal | Unit Rawatan Rapi (ICU) | Infusion Pumps, Syringe | PUMP SYRINGE | Therapeutic | Intermediate | 13-217 | 1 | KKM/JKN/HSA/10-05-01/H/21/41 | 2800 | 2800 |  | 2026-01-01
2099 | BEMS | P0 | Shah Alam | Jabatan Anestesiologi & Rawatan Kritikal | Unit Rawatan Rapi (ICU) | Infusion Pumps, Syringe | PUMP SYRINGE | Therapeutic | Intermediate | 13-217 | 1 | KKM/JKN/HSA/10-05-01/H/21/42 | 2800 | 2800 |  | 2026-01-01
2100 | BEMS | P0 | Shah Alam | Jabatan Anestesiologi & Rawatan Kritikal | Unit Rawatan Rapi (ICU) | Infusion Pumps, Syringe | PUMP SYRINGE | Therapeutic | Intermediate | 13-217 | 1 | KKM/JKN/HSA/10-05-01/H/21/43 | 2800 | 2800 |  | 2026-01-01
2101 | BEMS | P0 | Shah Alam | Jabatan Anestesiologi & Rawatan Kritikal | Unit Rawatan Rapi (ICU) | Infusion Pumps, Syringe | PUMP SYRINGE | Therapeutic | Intermediate | 13-217 | 1 | KKM/JKN/HSA/10-05-01/H/21/44 | 2800 | 2800 |  | 2026-01-01
2102 | BEMS | P0 | Shah Alam | Jabatan Anestesiologi & Rawatan Kritikal | Unit Rawatan Rapi (ICU) | Infusion Pumps, Syringe | PUMP SYRINGE | Therapeutic | Intermediate | 13-217 | 1 | KKM/JKN/HSA/10-05-01/H/21/45 | 2800 | 2800 |  | 2026-01-01
2103 | BEMS | P0 | Shah Alam | Jabatan Anestesiologi & Rawatan Kritikal | Unit Rawatan Rapi (ICU) | Infusion Pumps, Syringe | PUMP SYRINGE | Therapeutic | Intermediate | 13-217 | 1 | KKM/JKN/HSA/10-05-01/H/21/46 | 2800 | 2800 |  | 2026-01-01
2104 | BEMS | P0 | Shah Alam | Jabatan Anestesiologi & Rawatan Kritikal | Unit Rawatan Rapi (ICU) | Infusion Pumps, Syringe | PUMP SYRINGE | Therapeutic | Intermediate | 13-217 | 1 | KKM/JKN/HSA/10-05-01/H/21/47 | 2800 | 2800 |  | 2026-01-01
2105 | BEMS | P0 | Shah Alam | Jabatan Anestesiologi & Rawatan Kritikal | Unit Rawatan Rapi (ICU) | Infusion Pumps, Syringe | PUMP SYRINGE | Therapeutic | Intermediate | 13-217 | 1 | KKM/JKN/HSA/10-05-01/H/21/48 | 2800 | 2800 |  | 2026-01-01
2106 | BEMS | P0 | Shah Alam | Jabatan Anestesiologi & Rawatan Kritikal | Unit Rawatan Rapi (ICU) | Infusion Pumps, Syringe | PUMP SYRINGE | Therapeutic | Intermediate | 13-217 | 1 | KKM/JKN/HSA/10-05-01/H/21/49 | 2800 | 2800 |  | 2026-01-01
2107 | BEMS | P0 | Shah Alam | Jabatan Anestesiologi & Rawatan Kritikal | Unit Rawatan Rapi (ICU) | Infusion Pumps, Syringe | PUMP SYRINGE | Therapeutic | Intermediate | 13-217 | 1 | KKM/JKN/HSA/10-05-01/H/21/50 | 2800 | 2800 |  | 2026-01-01
2108 | BEMS | P0 | Shah Alam | Jabatan Anestesiologi & Rawatan Kritikal | Unit Rawatan Rapi (ICU) | Infusion Pumps, Syringe | PUMP SYRINGE | Therapeutic | Intermediate | 13-217 | 1 | KKM/JKN/HSA/10-05-01/H/21/51 | 2800 | 2800 |  | 2026-01-01
2109 | BEMS | P0 | Shah Alam | Jabatan Anestesiologi & Rawatan Kritikal | Unit Rawatan Rapi (ICU) | Infusion Pumps, Syringe | PUMP SYRINGE | Therapeutic | Intermediate | 13-217 | 1 | KKM/JKN/HSA/10-05-01/H/21/52 | 2800 | 2800 |  | 2026-01-01
2110 | BEMS | P0 | Shah Alam | Jabatan Anestesiologi & Rawatan Kritikal | Unit Rawatan Rapi (ICU) | Infusion Pumps, Syringe | PUMP SYRINGE | Therapeutic | Intermediate | 13-217 | 1 | KKM/JKN/HSA/10-05-01/H/21/53 | 2800 | 2800 |  | 2026-01-01
2111 | BEMS | P0 | Shah Alam | Jabatan Anestesiologi & Rawatan Kritikal | Unit Rawatan Rapi (ICU) | Infusion Pumps, Syringe | PUMP SYRINGE | Therapeutic | Intermediate | 13-217 | 1 | KKM/JKN/HSA/10-05-01/H/21/54 | 2800 | 2800 |  | 2026-01-01
2112 | BEMS | P0 | Shah Alam | Jabatan Anestesiologi & Rawatan Kritikal | Unit Rawatan Rapi (ICU) | Infusion Pumps, Syringe | PUMP SYRINGE | Therapeutic | Intermediate | 13-217 | 1 | KKM/JKN/HSA/10-05-01/H/21/55 | 2800 | 2800 |  | 2026-01-01
2113 | BEMS | P0 | Shah Alam | Jabatan Anestesiologi & Rawatan Kritikal | Unit Rawatan Rapi (ICU) | Infusion Pumps, Syringe | PUMP SYRINGE | Therapeutic | Intermediate | 13-217 | 1 | KKM/JKN/HSA/10-05-01/H/21/56 | 2800 | 2800 |  | 2026-01-01
2114 | BEMS | P0 | Shah Alam | Jabatan Anestesiologi & Rawatan Kritikal | Unit Rawatan Rapi (ICU) | Infusion Pumps, Syringe | PUMP SYRINGE | Therapeutic | Intermediate | 13-217 | 1 | KKM/JKN/HSA/10-05-01/H/21/57 | 2800 | 2800 |  | 2026-01-01
2115 | BEMS | P0 | Shah Alam | Jabatan Anestesiologi & Rawatan Kritikal | Unit Rawatan Rapi (ICU) | Infusion Pumps, Syringe | PUMP SYRINGE | Therapeutic | Intermediate | 13-217 | 1 | KKM/JKN/HSA/10-05-01/H/21/58 | 2800 | 2800 |  | 2026-01-01
2116 | BEMS | P0 | Shah Alam | Jabatan Anestesiologi & Rawatan Kritikal | Unit Rawatan Rapi (ICU) | Infusion Pumps, Syringe | PUMP SYRINGE | Therapeutic | Intermediate | 13-217 | 1 | KKM/JKN/HSA/10-05-01/H/21/59 | 2800 | 2800 |  | 2026-01-01
2117 | BEMS | P0 | Shah Alam | Jabatan Anestesiologi & Rawatan Kritikal | Unit Rawatan Rapi (ICU) | Infusion Pumps, Syringe | PUMP SYRINGE | Therapeutic | Intermediate | 13-217 | 1 | KKM/JKN/HSA/10-05-01/H/21/60 | 2800 | 2800 |  | 2026-01-01
2118 | BEMS | P0 | Shah Alam | Jabatan Anestesiologi & Rawatan Kritikal | Unit Rawatan Rapi (ICU) | Infusion Pumps, Syringe | PUMP SYRINGE | Therapeutic | Intermediate | 13-217 | 1 | KKM/JKN/HSA/10-05-01/H/21/61 | 2800 | 2800 |  | 2026-01-01
2119 | BEMS | P0 | Shah Alam | Jabatan Anestesiologi & Rawatan Kritikal | Unit Rawatan Rapi (ICU) | Infusion Pumps, Syringe | PUMP SYRINGE | Therapeutic | Intermediate | 13-217 | 1 | KKM/JKN/HSA/10-05-01/H/21/62 | 2800 | 2800 |  | 2026-01-01
2120 | BEMS | P0 | Shah Alam | Jabatan Anestesiologi & Rawatan Kritikal | Unit Rawatan Rapi (ICU) | Infusion Pumps, Syringe | PUMP SYRINGE | Therapeutic | Intermediate | 13-217 | 1 | KKM/JKN/HSA/10-05-01/H/21/63 | 2800 | 2800 |  | 2026-01-01
2121 | BEMS | P0 | Shah Alam | Jabatan Anestesiologi & Rawatan Kritikal | Unit Rawatan Rapi (ICU) | Infusion Pumps, Syringe | PUMP SYRINGE | Therapeutic | Intermediate | 13-217 | 1 | KKM/JKN/HSA/10-05-01/H/21/64 | 2800 | 2800 |  | 2026-01-01
2122 | BEMS | P0 | Shah Alam | Jabatan Anestesiologi & Rawatan Kritikal | Unit Rawatan Rapi (ICU) | Infusion Pumps, Syringe | PUMP SYRINGE | Therapeutic | Intermediate | 13-217 | 1 | KKM/JKN/HSA/10-05-01/H/21/65 | 2800 | 2800 |  | 2026-01-01
2123 | BEMS | P0 | Shah Alam | Jabatan Anestesiologi & Rawatan Kritikal | Unit Rawatan Rapi (ICU) | Infusion Pumps, Syringe | PUMP SYRINGE | Therapeutic | Intermediate | 13-217 | 1 | KKM/JKN/HSA/10-05-01/H/21/66 | 2800 | 2800 |  | 2026-01-01
2124 | BEMS | P0 | Shah Alam | Jabatan Anestesiologi & Rawatan Kritikal | Unit Rawatan Rapi (ICU) | Infusion Pumps, Syringe | PUMP SYRINGE | Therapeutic | Intermediate | 13-217 | 1 | KKM/JKN/HSA/10-05-01/H/21/67 | 2800 | 2800 |  | 2026-01-01
2125 | BEMS | P0 | Shah Alam | Jabatan Anestesiologi & Rawatan Kritikal | Unit Rawatan Rapi (ICU) | Infusion Pumps, Syringe | PUMP SYRINGE | Therapeutic | Intermediate | 13-217 | 1 | KKM/JKN/HSA/10-05-01/H/21/68 | 2800 | 2800 |  | 2026-01-01
2126 | BEMS | P0 | Shah Alam | Jabatan Anestesiologi & Rawatan Kritikal | Unit Rawatan Rapi (ICU) | Infusion Pumps, Syringe | PUMP SYRINGE | Therapeutic | Intermediate | 13-217 | 1 | KKM/JKN/HSA/10-05-01/H/21/69 | 2800 | 2800 |  | 2026-01-01
2127 | BEMS | P0 | Shah Alam | Jabatan Anestesiologi & Rawatan Kritikal | Unit Rawatan Rapi (ICU) | Infusion Pumps, Syringe | PUMP SYRINGE | Therapeutic | Intermediate | 13-217 | 1 | KKM/JKN/HSA/10-05-01/H/21/70 | 2800 | 2800 |  | 2026-01-01
2128 | BEMS | P0 | Shah Alam | Jabatan Anestesiologi & Rawatan Kritikal | Unit Rawatan Rapi (ICU) | Infusion Pumps, Syringe | PUMP SYRINGE | Therapeutic | Intermediate | 13-217 | 1 | KKM/JKN/HSA/10-05-01/H/21/71 | 2800 | 2800 |  | 2026-01-01
2129 | BEMS | P0 | Shah Alam | Jabatan Anestesiologi & Rawatan Kritikal | Unit Rawatan Rapi (ICU) | Infusion Pumps, Syringe | PUMP SYRINGE | Therapeutic | Intermediate | 13-217 | 1 | KKM/JKN/HSA/10-05-01/H/21/72 | 2800 | 2800 |  | 2026-01-01
2130 | BEMS | P0 | Shah Alam | Jabatan Anestesiologi & Rawatan Kritikal | Unit Rawatan Rapi (ICU) | Infusion Pumps, Syringe | PUMP SYRINGE | Therapeutic | Intermediate | 13-217 | 1 | KKM/JKN/HSA/10-05-01/H/21/73 | 2800 | 2800 |  | 2026-01-01
2131 | BEMS | P0 | Shah Alam | Jabatan Anestesiologi & Rawatan Kritikal | Unit Rawatan Rapi (ICU) | Infusion Pumps, Syringe | PUMP SYRINGE | Therapeutic | Intermediate | 13-217 | 1 | KKM/JKN/HSA/10-05-01/H/21/74 | 2800 | 2800 |  | 2026-01-01
2132 | BEMS | P0 | Shah Alam | Jabatan Anestesiologi & Rawatan Kritikal | Unit Rawatan Rapi (ICU) | Infusion Pumps, Syringe | PUMP SYRINGE | Therapeutic | Intermediate | 13-217 | 1 | KKM/JKN/HSA/10-05-01/H/21/75 | 2800 | 2800 |  | 2026-01-01
2133 | BEMS | P0 | Shah Alam | Jabatan Anestesiologi & Rawatan Kritikal | Unit Rawatan Rapi (ICU) | Infusion Pumps, Syringe | PUMP SYRINGE | Therapeutic | Intermediate | 13-217 | 1 | KKM/JKN/HSA/10-05-01/H/21/76 | 2800 | 2800 |  | 2026-01-01
2134 | BEMS | P0 | Shah Alam | Jabatan Anestesiologi & Rawatan Kritikal | Unit Rawatan Rapi (ICU) | Infusion Pumps, Syringe | PUMP SYRINGE | Therapeutic | Intermediate | 13-217 | 1 | KKM/JKN/HSA/10-05-01/H/21/77 | 2800 | 2800 |  | 2026-01-01
2135 | BEMS | P0 | Shah Alam | Jabatan Anestesiologi & Rawatan Kritikal | Unit Rawatan Rapi (ICU) | Infusion Pumps, Syringe | PUMP SYRINGE | Therapeutic | Intermediate | 13-217 | 1 | KKM/JKN/HSA/10-05-01/H/21/78 | 2800 | 2800 |  | 2026-01-01
2136 | BEMS | P0 | Shah Alam | Jabatan Kecemasan & Trauma | Jabatan Kecemasan & Trauma | Infusion Pumps, Syringe | PUMP SYRINGE | Therapeutic | Intermediate | 13-217 | 1 | KKM/JKN/HSA/10-05-01/H/21/94 | 3995 | 3995 |  | 2026-01-01
2137 | BEMS | P0 | Shah Alam | Jabatan Kecemasan & Trauma | Jabatan Kecemasan & Trauma | Infusion Pumps, Syringe | PUMP SYRINGE | Therapeutic | Intermediate | 13-217 | 1 | KKM/JKN/HSA/10-05-01/H/21/95 | 3995 | 3995 |  | 2026-01-01
2138 | BEMS | P0 | Shah Alam | Jabatan Kecemasan & Trauma | Jabatan Kecemasan & Trauma | Infusion Pumps, Syringe | PUMP SYRINGE | Therapeutic | Intermediate | 13-217 | 1 | KKM/JKN/HSA/10-05-01/H/21/96 | 3995 | 3995 |  | 2026-01-01
2139 | BEMS | P0 | Shah Alam | Jabatan Kecemasan & Trauma | Jabatan Kecemasan & Trauma | Infusion Pumps, Syringe | PUMP SYRINGE | Therapeutic | Intermediate | 13-217 | 1 | KKM/JKN/HSA/10-05-01/H/21/97 | 3995 | 3995 |  | 2026-01-01
2140 | BEMS | P0 | Shah Alam | Jabatan Kecemasan & Trauma | Jabatan Kecemasan & Trauma | Infusion Pumps, Syringe | PUMP SYRINGE | Therapeutic | Intermediate | 13-217 | 1 | KKM/JKN/HSA/10-05-01/H/21/98 | 3995 | 3995 |  | 2026-01-01
2141 | BEMS | P0 | Shah Alam | Jabatan Kecemasan & Trauma | Jabatan Kecemasan & Trauma | Infusion Pumps, Syringe | PUMP SYRINGE | Therapeutic | Intermediate | 13-217 | 1 | KKM/JKN/HSA/10-05-01/H/21/99 | 3995 | 3995 |  | 2026-01-01
2142 | BEMS | P0 | Shah Alam | Jabatan Kecemasan & Trauma | Jabatan Kecemasan & Trauma | Infusion Pumps, Syringe | PUMP SYRINGE | Therapeutic | Intermediate | 13-217 | 1 | KKM/JKN/HSA/10-05-01/H/21/100 | 3995 | 3995 |  | 2026-01-01
2143 | BEMS | P0 | Shah Alam | Jabatan Kecemasan & Trauma | Jabatan Kecemasan & Trauma | Infusion Pumps, Syringe | PUMP SYRINGE | Therapeutic | Intermediate | 13-217 | 1 | KKM/JKN/HSA/10-05-01/H/21/101 | 3995 | 3995 |  | 2026-01-01
2144 | BEMS | P0 | Shah Alam | Jabatan Kecemasan & Trauma | Jabatan Kecemasan & Trauma | Infusion Pumps, Syringe | PUMP SYRINGE | Therapeutic | Intermediate | 13-217 | 1 | KKM/JKN/HSA/10-05-01/H/21/102 | 3995 | 3995 |  | 2026-01-01
2145 | BEMS | P0 | Shah Alam | Jabatan Kecemasan & Trauma | Jabatan Kecemasan & Trauma | Infusion Pumps, Syringe | PUMP SYRINGE | Therapeutic | Intermediate | 13-217 | 1 | KKM/JKN/HSA/10-05-01/H/21/103 | 3995 | 3995 |  | 2026-01-01
2146 | BEMS | P0 | Shah Alam | Jabatan Pembedahan Am | Wad Pembedahan Perempuan 9B | Infusion Pumps, Syringe | PUMP SYRINGE | Therapeutic | Intermediate | 13-217 | 1 | KKM/JKN/HSA/10-05-01/H/21/143 | 4200 | 4200 |  | 2026-01-01
2147 | BEMS | P0 | Shah Alam | Jabatan Perubatan Am | Wad Perubatan Lelaki 10A | Infusion Pumps, Syringe | PUMP SYRINGE | Therapeutic | Intermediate | 13-217 | 1 | KKM/JKN/HSA/10-05-01/H/21/268 | 3500 | 3500 |  | 2026-01-01
2148 | BEMS | P0 | Shah Alam | Jabatan Perubatan Am | Wad Perubatan Lelaki 10A | Infusion Pumps, Syringe | PUMP SYRINGE | Therapeutic | Intermediate | 13-217 | 1 | KKM/JKN/HSA/10-05-01/H/21/269 | 3500 | 3500 |  | 2026-01-01
2149 | BEMS | P0 | Shah Alam | Jabatan Pembedahan Am | Wad Pembedahan Perempuan 9A | Infusion Pumps, Syringe | PUMP SYRINGE | Therapeutic | Intermediate | 13-217 | 1 | KKM/JKN/HSA/10-05-01/H/21/270 | 3500 | 3500 |  | 2026-01-01
2150 | BEMS | P0 | Shah Alam | Jabatan Pembedahan Am | Wad Pembedahan Perempuan 9A | Infusion Pumps, Syringe | PUMP SYRINGE | Therapeutic | Intermediate | 13-217 | 1 | KKM/JKN/HSA/10-05-01/H/21/271 | 3500 | 3500 |  | 2026-01-01
2151 | BEMS | P0 | Shah Alam | Jabatan Pembedahan Am | Wad Pembedahan Perempuan 9B | Infusion Pumps, Syringe | PUMP SYRINGE | Therapeutic | Intermediate | 13-217 | 1 | KKM/JKN/HSA/10-05-01/H/21/272 | 3500 | 3500 |  | 2026-01-01
2152 | BEMS | P0 | Shah Alam | Jabatan Pembedahan Am | Wad Pembedahan Perempuan 9B | Infusion Pumps, Syringe | PUMP SYRINGE | Therapeutic | Intermediate | 13-217 | 1 | KKM/JKN/HSA/10-05-01/H/21/273 | 3500 | 3500 |  | 2026-01-01
2153 | BEMS | P0 | Shah Alam | Jabatan Perubatan Am | Wad Perubatan Lelaki 10B | Infusion Pumps, Syringe | PUMP SYRINGE | Therapeutic | Intermediate | 13-217 | 1 | KKM/JKN/HSA/10-05-01/H/21/274 | 3500 | 3500 |  | 2026-01-01
2154 | BEMS | P0 | Shah Alam | Jabatan Perubatan Am | Wad Perubatan Lelaki 10B | Infusion Pumps, Syringe | PUMP SYRINGE | Therapeutic | Intermediate | 13-217 | 1 | KKM/JKN/HSA/10-05-01/H/21/275 | 3500 | 3500 |  | 2026-01-01
2155 | BEMS | P0 | Shah Alam | Jabatan Pembedahan Am | Wad Pembedahan Perempuan 9A | Infusion Pumps, Syringe | PUMP SYRINGE | Therapeutic | Intermediate | 13-217 | 1 | KKM/JKN/HSA/10-05-01/H/21/276 | 3500 | 3500 |  | 2026-01-01
2156 | BEMS | P0 | Shah Alam | Jabatan Pembedahan Am | Wad Pembedahan Perempuan 9B | Infusion Pumps, Syringe | PUMP SYRINGE | Therapeutic | Intermediate | 13-217 | 1 | KKM/JKN/HSA/10-05-01/H/21/277 | 3500 | 3500 |  | 2026-01-01
2157 | BEMS | P0 | Shah Alam | Jabatan Perubatan Am | Wad Perubatan Lelaki 10A | Infusion Pumps, Syringe | PUMP SYRINGE | Therapeutic | Intermediate | 13-217 | 1 | KKM/JKN/HSA/10-05-01/H/21/303 | 2800 | 2800 |  | 2026-01-01
2158 | BEMS | P0 | Shah Alam | Jabatan Perubatan Am | Wad Pembedahan Perempuan 10B | Infusion Pumps, Syringe | PUMP SYRINGE | Therapeutic | Intermediate | 13-217 | 1 | KKM/JKN/HSA/10-05-01/H/21/304 | 2800 | 2800 |  | 2026-01-01
2159 | BEMS | P0 | Shah Alam | Jabatan Pembedahan Am | Wad Pembedahan Perempuan 9B | Infusion Pumps, Syringe | PUMP SYRINGE | Therapeutic | Intermediate | 13-217 | 1 | KKM/JKN/HSA/10-05-01/H/21/305 | 2800 | 2800 |  | 2026-01-01
2160 | BEMS | P0 | Shah Alam | Jabatan Kecemasan & Trauma | Jabatan Kecemasan & Trauma | Infusion Pumps, Syringe | PUMP SYRINGE | Therapeutic | Intermediate | 13-217 | 1 | KKM/JKN/HSA/10-05-01/H/21/330 | 4300 | 4300 |  | 2026-01-01
2161 | BEMS | P0 | Shah Alam | Jabatan Kecemasan & Trauma | Jabatan Kecemasan & Trauma | Infusion Pumps, Syringe | PUMP SYRINGE | Therapeutic | Intermediate | 13-217 | 1 | KKM/JKN/HSA/10-05-01/H/21/331 | 4300 | 4300 |  | 2026-01-01
2162 | BEMS | P0 | Shah Alam | Jabatan Kecemasan & Trauma | Jabatan Kecemasan & Trauma | Infusion Pumps, Syringe | PUMP SYRINGE | Therapeutic | Intermediate | 13-217 | 1 | KKM/JKN/HSA/10-05-01/H/21/332 | 4300 | 4300 |  | 2026-01-01
2163 | BEMS | P0 | Shah Alam | Jabatan Kecemasan & Trauma | Jabatan Kecemasan & Trauma | Infusion Pumps, Syringe | PUMP SYRINGE | Therapeutic | Intermediate | 13-217 | 1 | KKM/JKN/HSA/10-05-01/H/21/333 | 4300 | 4300 |  | 2026-01-01
2164 | BEMS | P0 | Shah Alam | Jabatan Kecemasan & Trauma | Jabatan Kecemasan & Trauma | Infusion Pumps, Syringe | PUMP SYRINGE | Therapeutic | Intermediate | 13-217 | 1 | KKM/JKN/HSA/10-05-01/H/21/334 | 4300 | 4300 |  | 2026-01-01
2165 | BEMS | P0 | Shah Alam | Jabatan Pembedahan Am | Wad Pelbagai Disiplin | Infusion Pumps, Syringe | PUMP SYRINGE | Therapeutic | Intermediate | 13-217 | 1 | KKM/JKN/HSA/10-05-01/H/22/6 | 3300 | 3300 |  | 2026-01-01
2166 | BEMS | P0 | Shah Alam | Jabatan Pembedahan Am | Wad Pelbagai Disiplin | Infusion Pumps, Syringe | PUMP SYRINGE | Therapeutic | Intermediate | 13-217 | 1 | KKM/JKN/HSA/10-05-01/H/22/7 | 3300 | 3300 |  | 2026-01-01
2167 | BEMS | P0 | Shah Alam | Jabatan Pembedahan Am | Wad Pelbagai Disiplin | Infusion Pumps, Syringe | PUMP SYRINGE | Therapeutic | Intermediate | 13-217 | 1 | KKM/JKN/HSA/10-05-01/H/22/8 | 3300 | 3300 |  | 2026-01-01
2168 | BEMS | P0 | Shah Alam | Jabatan Pembedahan Am | Wad Pelbagai Disiplin | Infusion Pumps, Syringe | PUMP SYRINGE | Therapeutic | Intermediate | 13-217 | 1 | KKM/JKN/HSA/10-05-01/H/22/9 | 3300 | 3300 |  | 2026-01-01
2169 | BEMS | P0 | Shah Alam | Jabatan Pembedahan Am | Wad Pelbagai Disiplin | Infusion Pumps, Syringe | PUMP SYRINGE | Therapeutic | Intermediate | 13-217 | 1 | KKM/JKN/HSA/10-05-01/H/22/10 | 3300 | 3300 |  | 2026-01-01
2170 | BEMS | P0 | Shah Alam | Jabatan Pembedahan Am | Wad Pembedahan Perempuan 9B | Infusion Pumps, Syringe | PUMP SYRINGE | Therapeutic | Intermediate | 13-217 | 1 | KKM/JKN/HSA/10-05-01/H/20/69 | 4000 | 4000 |  | 2026-01-01
2171 | BEMS | P0 | Shah Alam | Jabatan Pembedahan Am | Wad Pembedahan Perempuan 9B | Infusion Pumps, Syringe | PUMP SYRINGE | Therapeutic | Intermediate | 13-217 | 1 | KKM/JKN/HSA/10-05-01/H/20/70 | 4000 | 4000 |  | 2026-01-01
2172 | BEMS | P0 | Shah Alam | Jabatan Pembedahan Am | Wad Pembedahan Perempuan 9B | Infusion Pumps, Syringe | PUMP SYRINGE | Therapeutic | Intermediate | 13-217 | 1 | KKM/JKN/HSA/10-05-01/H/20/71 | 4000 | 4000 |  | 2026-01-01
2173 | BEMS | P0 | Shah Alam | Jabatan Pembedahan Am | Wad Pembedahan Perempuan 9B | Infusion Pumps, Syringe | PUMP SYRINGE | Therapeutic | Intermediate | 13-217 | 1 | KKM/JKN/HSA/10-05-01/H/20/72 | 4000 | 4000 |  | 2026-01-01
2174 | BEMS | P0 | Shah Alam | Jabatan Pembedahan Am | Wad Pembedahan Perempuan 9B | Infusion Pumps, Syringe | PUMP SYRINGE | Therapeutic | Intermediate | 13-217 | 1 | KKM/JKN/HSA/10-05-01/H/20/73 | 4000 | 4000 |  | 2026-01-01
2175 | BEMS | P0 | Shah Alam | Jabatan Pembedahan Am | Wad Pembedahan Perempuan 9B | Infusion Pumps, Syringe | PUMP SYRINGE | Therapeutic | Intermediate | 13-217 | 1 | KKM/JKN/HSA/10-05-01/H/20/74 | 4000 | 4000 |  | 2026-01-01
2176 | BEMS | P0 | Shah Alam | Jabatan Perubatan Am | Wad Pembedahan Perempuan 10B | Infusion Pumps, Syringe | PUMP SYRINGE | Therapeutic | Intermediate | 13-217 | 1 | KKM/JKN/HSA/10-05-01/H/20/121 | 3150 | 3150 |  | 2026-01-01
2177 | BEMS | P0 | Shah Alam | Jabatan Perubatan Am | Wad Pembedahan Perempuan 10B | Infusion Pumps, Syringe | PUMP SYRINGE | Therapeutic | Intermediate | 13-217 | 1 | KKM/JKN/HSA/10-05-01/H/20/122 | 3150 | 3150 |  | 2026-01-01
2178 | BEMS | P0 | Shah Alam | Jabatan Pembedahan Am | Unit Rawatan Pembedahan Harian | Infusion Pumps, Syringe | PUMP SYRINGE | Therapeutic | Intermediate | 13-217 | 1 | KKM/JKN/HSA/10-05-01/H/20/229 | 3000 | 3000 |  | 2026-01-01
2179 | BEMS | P0 | Shah Alam | Jabatan Pembedahan Am | Wad Pembedahan Perempuan 9A | Infusion Pumps, Syringe | PUMP SYRINGE | Therapeutic | Intermediate | 13-217 | 1 | KKM/JKN/HSA/10-05-01/H/20/230 | 3000 | 3000 |  | 2026-01-01
2180 | BEMS | P0 | Shah Alam | Jabatan Pembedahan Am | Wad Pembedahan Perempuan 9B | Infusion Pumps, Syringe | PUMP SYRINGE | Therapeutic | Intermediate | 13-217 | 1 | KKM/JKN/HSA/10-05-01/H/20/234 | 3000 | 3000 |  | 2026-01-01
2181 | BEMS | P0 | Shah Alam | Unit Hemodialisis | Unit Rawatan Rapi (ICU) | Hemodialysis Units | CONTINUOUS RENAL REPLACEMENT THERAPY | Therapeutic | Intermediate | 11-218 | 1 | KKM/JKN/HSA/10-05-01/H/21/187 | 117707.5 | 117707.5 |  | 2026-01-01
2182 | BEMS | P0 | Shah Alam | Jabatan Bedah Mulut & Pergigian Pediatrik | Klinik Bedah Mulut & Klinik Pergigian Pediatrik | Aspirators, Dental | AEROSOL SUCTION / VACUUM MACHINE | Therapeutic | Basic | 10-212 | 1 | KKM/JKN/HSA/10-05-01/H/21/87 | 5000 | 5000 |  | 2026-01-01
2183 | BEMS | P0 | Shah Alam | Jabatan Kecemasan & Trauma | Jabatan Kecemasan & Trauma | Infusion Pumps, Syringe | INFUSION PUMP | Therapeutic | Intermediate | 13-217 | 1 | KKM/JKN/HSA/10-05-01/H/21/311 | 3450 | 3450 |  | 2026-01-01
2184 | BEMS | P0 | Shah Alam | Jabatan Kecemasan & Trauma | Jabatan Kecemasan & Trauma | Infusion Pumps, Syringe | INFUSION PUMP | Therapeutic | Intermediate | 13-217 | 1 | KKM/JKN/HSA/10-05-01/H/21/312 | 3450 | 3450 |  | 2026-01-01
2185 | BEMS | P0 | Shah Alam | Jabatan Kecemasan & Trauma | Jabatan Kecemasan & Trauma | Infusion Pumps, Syringe | INFUSION PUMP | Therapeutic | Intermediate | 13-217 | 1 | KKM/JKN/HSA/10-05-01/H/21/313 | 3450 | 3450 |  | 2026-01-01
2186 | BEMS | P0 | Shah Alam | Jabatan Kecemasan & Trauma | Jabatan Kecemasan & Trauma | Infusion Pumps, Syringe | INFUSION PUMP | Therapeutic | Intermediate | 13-217 | 1 | KKM/JKN/HSA/10-05-01/H/21/314 | 3450 | 3450 |  | 2026-01-01
2187 | BEMS | P0 | Shah Alam | Jabatan Kecemasan & Trauma | Jabatan Kecemasan & Trauma | Infusion Pumps, Syringe | INFUSION PUMP | Therapeutic | Intermediate | 13-217 | 1 | KKM/JKN/HSA/10-05-01/H/21/315 | 3450 | 3450 |  | 2026-01-01
2188 | BEMS | P0 | Shah Alam | Jabatan Kecemasan & Trauma | Jabatan Kecemasan & Trauma | Infusion Pumps, Syringe | INFUSION PUMP | Therapeutic | Intermediate | 13-217 | 1 | KKM/JKN/HSA/10-05-01/H/21/316 | 3450 | 3450 |  | 2026-01-01
2189 | BEMS | P0 | Shah Alam | Jabatan Kecemasan & Trauma | Jabatan Kecemasan & Trauma | Infusion Pumps, Syringe | INFUSION PUMP | Therapeutic | Intermediate | 13-217 | 1 | KKM/JKN/HSA/10-05-01/H/21/317 | 3450 | 3450 |  | 2026-01-01
2190 | BEMS | P0 | Shah Alam | Jabatan Kecemasan & Trauma | Jabatan Kecemasan & Trauma | Infusion Pumps, Syringe | INFUSION PUMP | Therapeutic | Intermediate | 13-217 | 1 | KKM/JKN/HSA/10-05-01/H/21/318 | 3450 | 3450 |  | 2026-01-01
2191 | BEMS | P0 | Shah Alam | Jabatan Kecemasan & Trauma | Jabatan Kecemasan & Trauma | Infusion Pumps, Syringe | INFUSION PUMP | Therapeutic | Intermediate | 13-217 | 1 | KKM/JKN/HSA/10-05-01/H/21/319 | 3450 | 3450 |  | 2026-01-01
2192 | BEMS | P0 | Shah Alam | Jabatan Kecemasan & Trauma | Jabatan Kecemasan & Trauma | Infusion Pumps, Syringe | INFUSION PUMP | Therapeutic | Intermediate | 13-217 | 1 | KKM/JKN/HSA/10-05-01/H/21/320 | 3450 | 3450 |  | 2026-01-01
2193 | BEMS | P0 | Shah Alam | Jabatan Pembedahan Am | Unit Rawatan Perubatan Harian | Monitors, Physiologic, Vital Signs | BLOOD PRESSURE MONITOR NON INVASIVE | Diagnostic | Intermediate | 25-209 | 1 | KKM/JKN/HSA/10-05-01/R/21/93 | 338 | 338 |  | 2026-01-01
2194 | BEMS | P0 | Shah Alam | Jabatan Pembedahan Am | Unit Rawatan Perubatan Harian | Monitors, Physiologic, Vital Signs | BLOOD PRESSURE MONITOR NON INVASIVE | Diagnostic | Intermediate | 25-209 | 1 | KKM/JKN/HSA/10-05-01/R/21/94 | 338 | 338 |  | 2026-01-01
2195 | BEMS | P0 | Shah Alam | Jabatan Farmasi | Farmasi Klinik Pakar | Monitors, Physiologic, Vital Signs | BLOOD PRESSURE MONITOR NON INVASIVE | Diagnostic | Intermediate | 25-209 | 1 | KKM/JKN/HSA/10-05-01/R/21/95 | 338 | 338 |  | 2026-01-01
2196 | BEMS | P0 | Shah Alam | Jabatan Kecemasan & Trauma | Jabatan Kecemasan & Trauma | Defibrillators, External, Automated | DEFIBRILLATOR W/INTERNAL/EXT PADDLES/PACEMAKER | Therapeutic | Intermediate | 17-116 | 1 | KKM/JKN/HSA/10-05-01/H/21/289 | 24500 | 24500 |  | 2026-01-01
2197 | BEMS | P0 | Shah Alam | Jabatan Anestesiologi & Rawatan Kritikal | Unit Rawatan Rapi (ICU) | Laryngoscopes, Rigid, Video | VIDEO LARYNGOSCOPE | Diagnostic | Intermediate | 23-532 | 1 | KKM/JKN/HSA/10-05-01/H/21/33 | 126000 | 126000 |  | 2026-01-01
2198 | BEMS | P0 | Shah Alam | Jabatan Pediatrik | Wad Pediatrik | Pumps, Enteral Feeding | PUMP ENTERAL FEEDING | Therapeutic | Basic | 13-209 | 1 | KKM/JKN/HSA/10-05-01/H/21/1 | 3000 | 3000 |  | 2026-01-01
2199 | BEMS | P0 | Shah Alam | Jabatan Anestesiologi & Rawatan Kritikal | Unit Rawatan Rapi (ICU) | Pumps, Enteral Feeding | PUMP ENTERAL FEEDING | Therapeutic | Basic | 13-209 | 1 | KKM/JKN/HSA/10-05-01/H/21/34 | 4200 | 4200 |  | 2026-01-01
2200 | BEMS | P0 | Shah Alam | Jabatan Anestesiologi & Rawatan Kritikal | Unit Rawatan Rapi (ICU) | Pumps, Enteral Feeding | PUMP ENTERAL FEEDING | Therapeutic | Basic | 13-209 | 1 | KKM/JKN/HSA/10-05-01/H/21/35 | 4200 | 4200 |  | 2026-01-01
2201 | BEMS | P0 | Shah Alam | Jabatan Anestesiologi & Rawatan Kritikal | Unit Rawatan Rapi (ICU) | Pumps, Enteral Feeding | PUMP ENTERAL FEEDING | Therapeutic | Basic | 13-209 | 1 | KKM/JKN/HSA/10-05-01/H/21/36 | 4200 | 4200 |  | 2026-01-01
2202 | BEMS | P0 | Shah Alam | Jabatan Anestesiologi & Rawatan Kritikal | Unit Rawatan Rapi (ICU) | Pumps, Enteral Feeding | PUMP ENTERAL FEEDING | Therapeutic | Basic | 13-209 | 1 | KKM/JKN/HSA/10-05-01/H/21/37 | 4200 | 4200 |  | 2026-01-01
2203 | BEMS | P0 | Shah Alam | Jabatan Anestesiologi & Rawatan Kritikal | Unit Rawatan Rapi (ICU) | Pumps, Enteral Feeding | PUMP ENTERAL FEEDING | Therapeutic | Basic | 13-209 | 1 | KKM/JKN/HSA/10-05-01/H/21/38 | 4200 | 4200 |  | 2026-01-01
2204 | BEMS | P0 | Shah Alam | Jabatan Anestesiologi & Rawatan Kritikal | Unit Rawatan Rapi (ICU) | Humidifiers, Heated | RESPIRATORI HUMIDIFIER | Therapeutic | Intermediate | 12-050 | 1 | KKM/JKN/HSA/10-05-01/H/21/267 | 21000 | 21000 |  | 2026-01-01
2205 | BEMS | P0 | Shah Alam | Jabatan Pediatrik | Unit Rawatan Rapi Neonatal (NICU) | Incubators, Infant | INCUBATOR INFANT INTENSIVE CARE | Therapeutic | Intermediate | 12-113 | 1 | KKM/JKN/HSA/10-05-01/H/21/328 | 28000 | 28000 |  | 2026-01-01
2206 | BEMS | P0 | Shah Alam | Jabatan Pediatrik | Unit Rawatan Rapi Neonatal (NICU) | Incubators, Infant | INCUBATOR INFANT INTENSIVE CARE | Therapeutic | Intermediate | 12-113 | 1 | KKM/JKN/HSA/10-05-01/H/21/329 | 28000 | 28000 |  | 2026-01-01
2207 | BEMS | P0 | Shah Alam | Jabatan Pediatrik | Unit Rawatan Rapi Neonatal (NICU) | Incubators, Infant | INCUBATOR INFANT INTENSIVE CARE | Therapeutic | Intermediate | 12-113 | 1 | KKM/JKN/HSA/10-05-01/H/21/439 | 43000 | 43000 |  | 2026-01-01
2208 | BEMS | P0 | Shah Alam | Jabatan Pediatrik | Unit Rawatan Rapi Neonatal (NICU) | Incubators, Infant | INCUBATOR INFANT INTENSIVE CARE | Therapeutic | Intermediate | 12-113 | 1 | KKM/JKN/HSA/10-05-01/H/21/440 | 43000 | 43000 |  | 2026-01-01
2209 | BEMS | P0 | Shah Alam | Jabatan Pediatrik | Unit Rawatan Rapi Neonatal (NICU) | Incubators, Infant | INCUBATOR INFANT INTENSIVE CARE | Therapeutic | Intermediate | 12-113 | 1 | KKM/JKN/HSA/10-05-01/H/21/441 | 43000 | 43000 |  | 2026-01-01
2210 | BEMS | P0 | Shah Alam | Jabatan Pediatrik | Unit Rawatan Rapi Neonatal (NICU) | Incubators, Infant | INCUBATOR INFANT INTENSIVE CARE | Therapeutic | Intermediate | 12-113 | 1 | KKM/JKN/HSA/10-05-01/H/21/442 | 43000 | 43000 |  | 2026-01-01
2211 | BEMS | P0 | Shah Alam | Jabatan Pediatrik | Unit Rawatan Rapi Neonatal (NICU) | Incubators, Infant | INCUBATOR INFANT INTENSIVE CARE | Therapeutic | Intermediate | 12-113 | 1 | KKM/JKN/HSA/10-05-01/H/21/443 | 43000 | 43000 |  | 2026-01-01
2212 | BEMS | P0 | Shah Alam | Jabatan Pediatrik | Unit Rawatan Rapi Neonatal (NICU) | Incubators, Infant | INCUBATOR INFANT INTENSIVE CARE | Therapeutic | Intermediate | 12-113 | 1 | KKM/JKN/HSA/10-05-01/H/22/52 | 39000 | 39000 |  | 2026-01-01
2213 | BEMS | P0 | Shah Alam | Jabatan Obstetrik & Ginekologi | Wad Obstetrik & Ginekologi 8A | Incubators, Infant | INCUBATOR INFANT INTENSIVE CARE | Therapeutic | Intermediate | 12-113 | 1 | KKM/JKN/HSA/10-05-01/H/23/37 | 32100 | 32100 |  | 2026-01-01
2214 | BEMS | P0 | Shah Alam | Jabatan Obstetrik & Ginekologi | Wad Obstetrik & Ginekologi 8B | Incubators, Infant | INCUBATOR INFANT INTENSIVE CARE | Therapeutic | Intermediate | 12-113 | 1 | KKM/JKN/HSA/10-05-01/H/23/38 | 32100 | 32100 |  | 2026-01-01
2215 | BEMS | P0 | Shah Alam | Jabatan Pediatrik | Unit Rawatan Rapi Neonatal (NICU) | Phototherapy Units, Visible Light, Hyperbilirubinemia | PHOTOTHERAPY | Therapeutic | Basic | 17-515 | 1 | KKM/JKN/HSA/10-05-01/H/21/290 | 7100 | 7100 |  | 2026-01-01
2216 | BEMS | P0 | Shah Alam | Jabatan Pediatrik | Unit Rawatan Rapi Neonatal (NICU) | Phototherapy Units, Visible Light, Hyperbilirubinemia | PHOTOTHERAPY | Therapeutic | Basic | 17-515 | 1 | KKM/JKN/HSA/10-05-01/H/21/291 | 7100 | 7100 |  | 2026-01-01
2217 | BEMS | P0 | Shah Alam | Jabatan Pediatrik | Unit Rawatan Rapi Neonatal (NICU) | Phototherapy Units, Visible Light, Hyperbilirubinemia | PHOTOTHERAPY | Therapeutic | Basic | 17-515 | 1 | KKM/JKN/HSA/10-05-01/H/22/83 | 7100 | 7100 |  | 2026-01-01
2218 | BEMS | P0 | Shah Alam | Jabatan Pediatrik | Unit Rawatan Rapi Neonatal (NICU) | Phototherapy Units, Visible Light, Hyperbilirubinemia | PHOTOTHERAPY | Therapeutic | Basic | 17-515 | 1 | KKM/JKN/HSA/10-05-01/H/22/84 | 7100 | 7100 |  | 2026-01-01
2219 | BEMS | P0 | Shah Alam | Jabatan Pediatrik | Unit Rawatan Rapi Neonatal (NICU) | Phototherapy Units, Visible Light, Hyperbilirubinemia | PHOTOTHERAPY | Therapeutic | Basic | 17-515 | 1 | KKM/JKN/HSA/10-05-01/H/22/85 | 7100 | 7100 |  | 2026-01-01
2220 | BEMS | P0 | Shah Alam | Jabatan Perubatan Am | Unit Rawatan Koronari (CCU) | Scanning Systems, Ultrasonic, General-Purpose | ULTRASOUND SCANNER | Radiology | Intermediate | 15-976 | 1 | KKM/JKN/HSA/10-05-01/H/22/1 | 60000 | 60000 |  | 2026-01-01
2221 | BEMS | P0 | Shah Alam | Jabatan Pediatrik | Unit Rawatan Rapi Neonatal (NICU) | Incubators, Infant, Transport | TRANSCAPSULE (INCUBATOR) TRANSPORT | Therapeutic | Intermediate | 12-114 | 1 | KKM/JKN/HSA/10-05-01/H/22/2 | 40000 | 40000 |  | 2026-01-01
2222 | BEMS | P0 | Shah Alam | Jabatan Obstetrik & Ginekologi | Wad Obstetrik & Ginekologi 8B | Incubators, Infant, Transport | TRANSCAPSULE (INCUBATOR) TRANSPORT | Therapeutic | Intermediate | 12-114 | 1 | KKM/JKN/HSA/10-05-01/H/23/36 | 49000 | 49000 |  | 2026-01-01
2223 | BEMS | P0 | Shah Alam | Jabatan Obstetrik & Ginekologi | Wad Obstetrik & Ginekologi 8B | Warming Units, Patient, Radiant, Infant, Mobile | INFANT WARMER (RADIANT) | Therapeutic | Basic | 17-433 | 1 | KKM/JKN/HSA/10-05-01/H/18/153 | 16870 | 16870 |  | 2026-01-01
2224 | BEMS | P0 | Shah Alam | Jabatan Pediatrik | Unit Rawatan Rapi Neonatal (NICU) | Warming Units, Patient, Radiant, Infant, Mobile | INFANT WARMER (RADIANT) | Therapeutic | Basic | 17-433 | 1 | KKM/JKN/HSA/10-05-01/H/21/455 | 19500 | 19500 |  | 2026-01-01
2225 | BEMS | P0 | Shah Alam | Jabatan Pediatrik | Unit Rawatan Rapi Neonatal (NICU) | Warming Units, Patient, Radiant, Infant, Mobile | INFANT WARMER (RADIANT) | Therapeutic | Basic | 17-433 | 1 | KKM/JKN/HSA/10-05-01/H/22/3 | 18500 | 18500 |  | 2026-01-01
2226 | BEMS | P0 | Shah Alam | Jabatan Pediatrik | Unit Rawatan Rapi Neonatal (NICU) | Warming Units, Patient, Radiant, Infant, Mobile | INFANT WARMER (RADIANT) | Therapeutic | Basic | 17-433 | 1 | KKM/JKN/HSA/10-05-01/H/22/86 | 23950 | 23950 |  | 2026-01-01
2227 | BEMS | P0 | Shah Alam | Jabatan Obstetrik & Ginekologi | Wad Obstetrik & Ginekologi 8A | Warming Units, Patient, Radiant, Infant, Mobile | INFANT WARMER (RADIANT) | Therapeutic | Basic | 17-433 | 1 | KKM/JKN/HSA/10-05-01/H/23/47 | 19266 | 19266 |  | 2026-01-01
2228 | BEMS | P0 | Shah Alam | Jabatan Obstetrik & Ginekologi | Wad Obstetrik & Ginekologi 8A | Warming Units, Patient, Radiant, Infant, Mobile | INFANT WARMER (RADIANT) | Therapeutic | Basic | 17-433 | 1 | KKM/JKN/HSA/10-05-01/H/23/48 | 19266 | 19266 |  | 2026-01-01
2229 | BEMS | P0 | Shah Alam | Jabatan Obstetrik & Ginekologi | Wad Obstetrik & Ginekologi 8A | Warming Units, Patient, Radiant, Infant, Mobile | INFANT WARMER (RADIANT) | Therapeutic | Basic | 17-433 | 1 | KKM/JKN/HSA/10-05-01/H/23/49 | 19266 | 19266 |  | 2026-01-01
2230 | BEMS | P0 | Shah Alam | Jabatan Obstetrik & Ginekologi | Wad Obstetrik & Ginekologi 8A | Warming Units, Patient, Radiant, Infant, Mobile | INFANT WARMER (RADIANT) | Therapeutic | Basic | 17-433 | 1 | KKM/JKN/HSA/10-05-01/H/23/50 | 19266 | 19266 |  | 2026-01-01
2231 | BEMS | P0 | Shah Alam | Jabatan Obstetrik & Ginekologi | Wad Obstetrik & Ginekologi 8A | Warming Units, Patient, Radiant, Infant, Mobile | INFANT WARMER (RADIANT) | Therapeutic | Basic | 17-433 | 1 | KKM/JKN/HSA/10-05-01/H/23/51 | 19266 | 19266 |  | 2026-01-01
2232 | BEMS | P0 | Shah Alam | Jabatan Obstetrik & Ginekologi | Wad Obstetrik & Ginekologi 8A | Warming Units, Patient, Radiant, Infant, Mobile | INFANT WARMER (RADIANT) | Therapeutic | Basic | 17-433 | 1 | KKM/JKN/HSA/10-05-01/H/23/52 | 19266 | 19266 |  | 2026-01-01
2233 | BEMS | P0 | Shah Alam | Jabatan Obstetrik & Ginekologi | Wad Obstetrik & Ginekologi 8B | Warming Units, Patient, Radiant, Infant, Mobile | INFANT WARMER (RADIANT) | Therapeutic | Basic | 17-433 | 1 | KKM/JKN/HSA/10-05-01/H/23/53 | 19266 | 19266 |  | 2026-01-01
2234 | BEMS | P0 | Shah Alam | Jabatan Obstetrik & Ginekologi | Wad Obstetrik & Ginekologi 8A | Warming Units, Patient, Radiant, Infant, Mobile | INFANT WARMER (RADIANT) | Therapeutic | Basic | 17-433 | 1 | KKM/JKN/HSA/10-05-01/H/23/54 | 19266 | 19266 |  | 2026-01-01
2235 | BEMS | P0 | Shah Alam | Jabatan Obstetrik & Ginekologi | Wad Obstetrik & Ginekologi 8A | Warming Units, Patient, Radiant, Infant, Mobile | INFANT WARMER (RADIANT) | Therapeutic | Basic | 17-433 | 1 | KKM/JKN/HSA/10-05-01/H/23/55 | 19266 | 19266 |  | 2026-01-01
2236 | BEMS | P0 | Shah Alam | Jabatan Obstetrik & Ginekologi | Wad Obstetrik & Ginekologi 8A | Warming Units, Patient, Radiant, Infant, Mobile | INFANT WARMER (RADIANT) | Therapeutic | Basic | 17-433 | 1 | KKM/JKN/HSA/10-05-01/H/23/56 | 19266 | 19266 |  | 2026-01-01
2237 | BEMS | P0 | Shah Alam | Jabatan Obstetrik & Ginekologi | Wad Obstetrik & Ginekologi 8A | Warming Units, Patient, Radiant, Infant, Mobile | INFANT WARMER (RADIANT) | Therapeutic | Basic | 17-433 | 1 | KKM/JKN/HSA/10-05-01/H/23/57 | 19266 | 19266 |  | 2026-01-01
2238 | BEMS | P0 | Shah Alam | Jabatan Obstetrik & Ginekologi | Wad Obstetrik & Ginekologi 8B | Warming Units, Patient, Radiant, Infant, Mobile | INFANT WARMER (RADIANT) | Therapeutic | Basic | 17-433 | 1 | KKM/JKN/HSA/10-05-01/H/23/58 | 19266 | 19266 |  | 2026-01-01
2239 | BEMS | P0 | Shah Alam | Jabatan Anestesiologi & Rawatan Kritikal | Unit Rawatan Rapi (ICU) | Humidifiers, Heated | RESPIRATORI HUMIDIFIER | Therapeutic | Intermediate | 12-050 | 1 | KKM/JKN/HSA/10-05-01/H/21/11 | 7980 | 7980 |  | 2026-01-01
2240 | BEMS | P0 | Shah Alam | Jabatan Anestesiologi & Rawatan Kritikal | Unit Rawatan Rapi (ICU) | Humidifiers, Heated | RESPIRATORI HUMIDIFIER | Therapeutic | Intermediate | 12-050 | 1 | KKM/JKN/HSA/10-05-01/H/21/12 | 7980 | 7980 |  | 2026-01-01
2241 | BEMS | P0 | Shah Alam | Jabatan Anestesiologi & Rawatan Kritikal | Unit Rawatan Rapi (ICU) | Humidifiers, Heated | RESPIRATORI HUMIDIFIER | Therapeutic | Intermediate | 12-050 | 1 | KKM/JKN/HSA/10-05-01/H/21/13 | 7980 | 7980 |  | 2026-01-01
2242 | BEMS | P0 | Shah Alam | Jabatan Anestesiologi & Rawatan Kritikal | Unit Rawatan Rapi (ICU) | Humidifiers, Heated | RESPIRATORI HUMIDIFIER | Therapeutic | Intermediate | 12-050 | 1 | KKM/JKN/HSA/10-05-01/H/21/14 | 7980 | 7980 |  | 2026-01-01
2243 | BEMS | P0 | Shah Alam | Jabatan Anestesiologi & Rawatan Kritikal | Unit Rawatan Rapi (ICU) | Humidifiers, Heated | RESPIRATORI HUMIDIFIER | Therapeutic | Intermediate | 12-050 | 1 | KKM/JKN/HSA/10-05-01/H/21/15 | 7980 | 7980 |  | 2026-01-01
2244 | BEMS | P0 | Shah Alam | Jabatan Anestesiologi & Rawatan Kritikal | Unit Rawatan Rapi (ICU) | Humidifiers, Heated | RESPIRATORI HUMIDIFIER | Therapeutic | Intermediate | 12-050 | 1 | KKM/JKN/HSA/10-05-01/H/21/16 | 7980 | 7980 |  | 2026-01-01
2245 | BEMS | P0 | Shah Alam | Jabatan Kecemasan & Trauma | Jabatan Kecemasan & Trauma | Humidifiers, Heated | RESPIRATORI HUMIDIFIER | Therapeutic | Intermediate | 12-050 | 1 | KKM/JKN/HSA/10-05-01/H/21/17 | 7980 | 7980 |  | 2026-01-01
2246 | BEMS | P0 | Shah Alam | Jabatan Kecemasan & Trauma | Jabatan Kecemasan & Trauma | Humidifiers, Heated | RESPIRATORI HUMIDIFIER | Therapeutic | Intermediate | 12-050 | 1 | KKM/JKN/HSA/10-05-01/H/21/18 | 7980 | 7980 |  | 2026-01-01
2247 | BEMS | P0 | Shah Alam | Jabatan Pembedahan Am | Wad Pembedahan Perempuan 9B | Humidifiers, Heated | RESPIRATORI HUMIDIFIER | Therapeutic | Intermediate | 12-050 | 1 | KKM/JKN/HSA/10-05-01/H/21/190 | 4300 | 4300 |  | 2026-01-01
2248 | BEMS | P0 | Shah Alam | Jabatan Pembedahan Am | Wad Pembedahan Perempuan 9B | Humidifiers, Heated | RESPIRATORI HUMIDIFIER | Therapeutic | Intermediate | 12-050 | 1 | KKM/JKN/HSA/10-05-01/H/21/191 | 4300 | 4300 |  | 2026-01-01
2249 | BEMS | P0 | Shah Alam | Jabatan Perubatan Forensik | Jabatan Perubatan Forensik | Humidifiers, Heated | RESPIRATORI HUMIDIFIER | Therapeutic | Intermediate | 12-050 | 1 | KKM/JKN/HSA/10-05-01/H/21/192 | 4300 | 4300 |  | 2026-01-01
2250 | BEMS | P0 | Shah Alam | Jabatan Perubatan Forensik | Jabatan Perubatan Forensik | Humidifiers, Heated | RESPIRATORI HUMIDIFIER | Therapeutic | Intermediate | 12-050 | 1 | KKM/JKN/HSA/10-05-01/H/21/193 | 4300 | 4300 |  | 2026-01-01
2251 | BEMS | P0 | Shah Alam | Jabatan Perubatan Forensik | Jabatan Perubatan Forensik | Humidifiers, Heated | RESPIRATORI HUMIDIFIER | Therapeutic | Intermediate | 12-050 | 1 | KKM/JKN/HSA/10-05-01/H/21/194 | 4300 | 4300 |  | 2026-01-01
2252 | BEMS | P0 | Shah Alam | Jabatan Perubatan Forensik | Jabatan Perubatan Forensik | Humidifiers, Heated | RESPIRATORI HUMIDIFIER | Therapeutic | Intermediate | 12-050 | 1 | KKM/JKN/HSA/10-05-01/H/21/195 | 4300 | 4300 |  | 2026-01-01
2253 | BEMS | P0 | Shah Alam | Jabatan Perubatan Forensik | Jabatan Perubatan Forensik | Humidifiers, Heated | RESPIRATORI HUMIDIFIER | Therapeutic | Intermediate | 12-050 | 1 | KKM/JKN/HSA/10-05-01/H/21/196 | 4300 | 4300 |  | 2026-01-01
2254 | BEMS | P0 | Shah Alam | Jabatan Kecemasan & Trauma | Jabatan Kecemasan & Trauma | Mattress Systems, Alternating-Pressure | RIPPLE MATTRESS W/MOTOR | Therapeutic | Basic | 18-147 | 1 | KKM/JKN/HSA/10-05-01/R/22/11 | 950 | 950 |  | 2026-01-01
2255 | BEMS | P0 | Shah Alam | Jabatan Kecemasan & Trauma | Jabatan Kecemasan & Trauma | Mattress Systems, Alternating-Pressure | RIPPLE MATTRESS W/MOTOR | Therapeutic | Basic | 18-147 | 1 | KKM/JKN/HSA/10-05-01/R/22/12 | 950 | 950 |  | 2026-01-01
2256 | BEMS | P0 | Shah Alam | Jabatan Anestesiologi & Rawatan Kritikal | Unit Rawatan Rapi (ICU) | Mattress Systems, Alternating-Pressure | RIPPLE MATTRESS W/MOTOR | Therapeutic | Basic | 18-147 | 1 | KKM/JKN/HSA/10-05-01/R/22/13 | 950 | 950 |  | 2026-01-01
2257 | BEMS | P0 | Shah Alam | Jabatan Anestesiologi & Rawatan Kritikal | Unit Rawatan Rapi (ICU) | Mattress Systems, Alternating-Pressure | RIPPLE MATTRESS W/MOTOR | Therapeutic | Basic | 18-147 | 1 | KKM/JKN/HSA/10-05-01/R/22/14 | 950 | 950 |  | 2026-01-01
2258 | BEMS | P0 | Shah Alam | Jabatan Anestesiologi & Rawatan Kritikal | Unit Rawatan Rapi (ICU) | Mattress Systems, Alternating-Pressure | RIPPLE MATTRESS W/MOTOR | Therapeutic | Basic | 18-147 | 1 | KKM/JKN/HSA/10-05-01/R/22/15 | 950 | 950 |  | 2026-01-01
2259 | BEMS | P0 | Shah Alam | Jabatan Anestesiologi & Rawatan Kritikal | Unit Rawatan Rapi (ICU) | Mattress Systems, Alternating-Pressure | RIPPLE MATTRESS W/MOTOR | Therapeutic | Basic | 18-147 | 1 | KKM/JKN/HSA/10-05-01/R/23/36 | 510 | 510 |  | 2026-01-01
2260 | BEMS | P0 | Shah Alam | Jabatan Anestesiologi & Rawatan Kritikal | Unit Rawatan Rapi (ICU) | Mattress Systems, Alternating-Pressure | RIPPLE MATTRESS W/MOTOR | Therapeutic | Basic | 18-147 | 1 | KKM/JKN/HSA/10-05-01/R/23/37 | 51 | 51 |  | 2026-01-01
2261 | BEMS | P0 | Shah Alam | Jabatan Obstetrik & Ginekologi | Klinik Obstetrik & Ginekologi | Fetal Heart Detectors, Ultrasonic | FETAL HEART MONITOR | Diagnostic | Basic | 11-696 | 1 | KKM/JKN/HSA/10-05-01/R/22/16 | 950 | 950 |  | 2026-01-01
2262 | BEMS | P0 | Shah Alam | Jabatan Obstetrik & Ginekologi | Klinik Obstetrik & Ginekologi | Fetal Heart Detectors, Ultrasonic | FETAL HEART MONITOR | Diagnostic | Basic | 11-696 | 1 | KKM/JKN/HSA/10-05-01/R/22/17 | 950 | 950 |  | 2026-01-01
2263 | BEMS | P0 | Shah Alam | Jabatan Obstetrik & Ginekologi | Klinik Obstetrik & Ginekologi | Fetal Heart Detectors, Ultrasonic | FETAL HEART MONITOR | Diagnostic | Basic | 11-696 | 1 | KKM/JKN/HSA/10-05-01/R/22/18 | 950 | 950 |  | 2026-01-01
2264 | BEMS | P0 | Shah Alam | Jabatan Obstetrik & Ginekologi | Klinik Obstetrik & Ginekologi | Fetal Heart Detectors, Ultrasonic | FETAL HEART MONITOR | Diagnostic | Basic | 11-696 | 1 | KKM/JKN/HSA/10-05-01/R/22/19 | 950 | 950 |  | 2026-01-01
2265 | BEMS | P0 | Shah Alam | Jabatan Kecemasan & Trauma | Jabatan Kecemasan & Trauma | Laryngoscopes, Rigid, Video | LARYNGOSCOPE | Diagnostic | Intermediate | 23-532 | 1 | KKM/JKN/HSA/10-05-01/R/22/28 | 900 | 900 |  | 2026-01-01
2266 | BEMS | P0 | Shah Alam | Jabatan Pembedahan Am | Wad Multidisiplin (MDW) | Defibrillators, External, Automated | TRANSCUTANEOUS/DEFIBRILLATOR PACER ANALYZER | Therapeutic | Intermediate | 17-116 | 1 | KKM/JKN/HSA/10-05-01/H/21/265 | 16500 | 16500 |  | 2026-01-01
2267 | BEMS | P0 | Shah Alam | Jabatan Obstetrik & Ginekologi | Wad Obstetrik & Ginekologi 8B | Cardiotocographs | CTG MACHINE | Diagnostic | Intermediate | 12-610 | 1 | KKM/JKN/HSA/10-05-01/H/21/454 | 15000 | 15000 |  | 2026-01-01
2268 | BEMS | P0 | Shah Alam | Jabatan Obstetrik & Ginekologi | Dewan Bersalin (LDU) | Cardiotocographs | CTG MACHINE | Diagnostic | Intermediate | 12-610 | 1 | KKM/JKN/HSA/10-05-01/H/22/39 | 18000 | 18000 |  | 2026-01-01
2269 | BEMS | P0 | Shah Alam | Jabatan Obstetrik & Ginekologi | Pusat Kemasukan Ibu Bersalin (PAC) | Cardiotocographs | CTG MACHINE | Diagnostic | Intermediate | 12-610 | 1 | KKM/JKN/HSA/10-05-01/H/22/40 | 18000 | 18000 |  | 2026-01-01
2270 | BEMS | P0 | Shah Alam | Jabatan Obstetrik & Ginekologi | Pusat Kemasukan Ibu Bersalin (PAC) | Cardiotocographs | CTG MACHINE | Diagnostic | Intermediate | 12-610 | 1 | KKM/JKN/HSA/10-05-01/H/23/9 | 20500 | 20500 |  | 2026-01-01
2271 | BEMS | P0 | Shah Alam | Jabatan Obstetrik & Ginekologi | Pusat Kemasukan Ibu Bersalin (PAC) | Cardiotocographs | CTG MACHINE | Diagnostic | Intermediate | 12-610 | 1 | KKM/JKN/HSA/10-05-01/H/23/10 | 20500 | 20500 |  | 2026-01-01
2272 | BEMS | P0 | Shah Alam | Jabatan Obstetrik & Ginekologi | Pusat Kemasukan Ibu Bersalin (PAC) | Cardiotocographs | CTG MACHINE | Diagnostic | Intermediate | 12-610 | 1 | KKM/JKN/HSA/10-05-01/H/23/11 | 20500 | 20500 |  | 2026-01-01
2273 | BEMS | P0 | Shah Alam | Jabatan Obstetrik & Ginekologi | Pusat Kemasukan Ibu Bersalin (PAC) | Cardiotocographs | CTG MACHINE | Diagnostic | Intermediate | 12-610 | 1 | KKM/JKN/HSA/10-05-01/H/23/12 | 20500 | 20500 |  | 2026-01-01
2274 | BEMS | P0 | Shah Alam | Jabatan Obstetrik & Ginekologi | Pusat Kemasukan Ibu Bersalin (PAC) | Cardiotocographs | CTG MACHINE | Diagnostic | Intermediate | 12-610 | 1 | KKM/JKN/HSA/10-05-01/H/23/13 | 20500 | 20500 |  | 2026-01-01
2275 | BEMS | P0 | Shah Alam | Jabatan Obstetrik & Ginekologi | Pusat Kemasukan Ibu Bersalin (PAC) | Cardiotocographs | CTG MACHINE | Diagnostic | Intermediate | 12-610 | 1 | KKM/JKN/HSA/10-05-01/H/23/14 | 20500 | 20500 |  | 2026-01-01
2276 | BEMS | P0 | Shah Alam | Jabatan Obstetrik & Ginekologi | Dewan Bersalin (LDU) | Cardiotocographs | CTG MACHINE | Diagnostic | Intermediate | 12-610 | 1 | KKM/JKN/HSA/10-05-01/H/23/15 | 20500 | 20500 |  | 2026-01-01
2277 | BEMS | P0 | Shah Alam | Jabatan Obstetrik & Ginekologi | Dewan Bersalin (LDU) | Cardiotocographs | CTG MACHINE | Diagnostic | Intermediate | 12-610 | 1 | KKM/JKN/HSA/10-05-01/H/23/16 | 20500 | 20500 |  | 2026-01-01
2278 | BEMS | P0 | Shah Alam | Jabatan Obstetrik & Ginekologi | Wad Obstetrik & Ginekologi 8A | Cardiotocographs | CTG MACHINE | Diagnostic | Intermediate | 12-610 | 1 | KKM/JKN/HSA/10-05-01/H/23/17 | 13000 | 13000 |  | 2026-01-01
2279 | BEMS | P0 | Shah Alam | Jabatan Obstetrik & Ginekologi | Wad Obstetrik & Ginekologi 8A | Cardiotocographs | CTG MACHINE | Diagnostic | Intermediate | 12-610 | 1 | KKM/JKN/HSA/10-05-01/H/23/18 | 13000 | 13000 |  | 2026-01-01
2280 | BEMS | P0 | Shah Alam | Jabatan Obstetrik & Ginekologi | Wad Obstetrik & Ginekologi 8B | Cardiotocographs | CTG MACHINE | Diagnostic | Intermediate | 12-610 | 1 | KKM/JKN/HSA/10-05-01/H/23/19 | 13000 | 13000 |  | 2026-01-01
2281 | BEMS | P0 | Shah Alam | Jabatan Obstetrik & Ginekologi | Wad Obstetrik & Ginekologi 8B | Cardiotocographs | CTG MACHINE | Diagnostic | Intermediate | 12-610 | 1 | KKM/JKN/HSA/10-05-01/H/23/20 | 13000 | 13000 |  | 2026-01-01
2282 | BEMS | P0 | Shah Alam | Jabatan Ortopedik | Wad Ortopedik | Infusion Pumps, Syringe | INFUSION PUMP | Therapeutic | Intermediate | 13-217 | 1 | KKM/JKN/HSA/10-05-01/H/22/11 | 3800 | 3800 |  | 2026-01-01
2283 | BEMS | P0 | Shah Alam | Jabatan Pembedahan Am | Wad Pembedahan Lelaki 9A | Infusion Pumps, Syringe | INFUSION PUMP | Therapeutic | Intermediate | 13-217 | 1 | KKM/JKN/HSA/10-05-01/H/22/12 | 3800 | 3800 |  | 2026-01-01
2284 | BEMS | P0 | Shah Alam | Jabatan Pembedahan Am | Wad Pembedahan Lelaki 9A | Infusion Pumps, Syringe | INFUSION PUMP | Therapeutic | Intermediate | 13-217 | 1 | KKM/JKN/HSA/10-05-01/H/22/13 | 3800 | 3800 |  | 2026-01-01
2285 | BEMS | P0 | Shah Alam | Jabatan Perubatan Am | Wad Perubatan Lelaki 10A | Infusion Pumps, Syringe | INFUSION PUMP | Therapeutic | Intermediate | 13-217 | 1 | KKM/JKN/HSA/10-05-01/H/22/14 | 3800 | 3800 |  | 2026-01-01
2286 | BEMS | P0 | Shah Alam | Jabatan Perubatan Am | Wad Perubatan Perempuan 10B | Infusion Pumps, Syringe | INFUSION PUMP | Therapeutic | Intermediate | 13-217 | 1 | KKM/JKN/HSA/10-05-01/H/22/15 | 3800 | 3800 |  | 2026-01-01
2287 | BEMS | P0 | Shah Alam | Jabatan Anestesiologi & Rawatan Kritikal | Dewan Bedah Utama (GOT) | Hand Drills, Surgical | DRILL, SURGICAL, | Therapeutic | Intermediate | 17-954 | 1 | KKM/JKN/HSA/10-05-01/H/15/5274 | 117000 | 117000 |  | 2026-01-01
2288 | BEMS | P0 | Shah Alam | Jabatan Pembedahan Am | Multidisiplin Ward (MDW) | Oxygen-Air Proportioners | OXYGEN CONCENTRATOR | Therapeutic | Intermediate | 12-876 | 1 | KKM/JKN/HSA/10-05-01/H/21/452 | 3650 | 3650 |  | 2026-01-01
2289 | BEMS | P0 | Shah Alam | Jabatan Pembedahan Am | Multidisiplin Ward (MDW) | Oxygen-Air Proportioners | OXYGEN CONCENTRATOR | Therapeutic | Intermediate | 12-876 | 1 | KKM/JKN/HSA/10-05-01/H/21/452 | 3650 | 3650 |  | 2026-01-01
2290 | BEMS | P0 | Shah Alam | Jabatan Kecemasan & Trauma | Jabatan Kecemasan & Trauma | Ventilators, Intensive Care, Adult | VENTILATOR INTENSIVE CARE | Therapeutic | Intermediate | 18-792 | 1 | KKM/JKN/HSA/10-05-01/H/22/99 | 59800 | 59800 |  | 2026-01-01
2291 | BEMS | P0 | Shah Alam | Jabatan Otorinolaringologi (ORL) | Klinik Otorinolaringologi (ORL) | Sound Level Meter | SOUND LEVEL METER | Diagnostic | Basic | 88-038 | 1 | KKM/JKN/HSA/10-05-01/H/22/51 | 49990 | 49990 |  | 2026-01-01
2292 | BEMS | P0 | Shah Alam | Jabatan Anestesiologi & Rawatan Kritikal | Unit Rawatan Rapi (ICU) | Scanning Systems, Ultrasonic, General-Purpose | ULTRASOUND SCANNER | Radiology | Intermediate | 15-976 | 1 | KKM/JKN/HSA/10-05-01/H/21/81 | 150000 | 150000 |  | 2026-01-01
2293 | BEMS | P0 | Shah Alam | Jabatan Pembedahan Am | Unit Rawatan Pembedahan Harian | Infusion Pumps, Syringe | PUMP SYRINGE | Therapeutic | Intermediate | 13-217 | 1 | KKM/JKN/HSA/10-05-01/H/22/93 | 2800 | 2800 |  | 2026-01-01
2294 | BEMS | P0 | Shah Alam | Jabatan Pembedahan Am | Unit Rawatan Pembedahan Harian | Infusion Pumps, Syringe | PUMP SYRINGE | Therapeutic | Intermediate | 13-217 | 1 | KKM/JKN/HSA/10-05-01/H/22/94 | 2800 | 2800 |  | 2026-01-01
2295 | BEMS | P0 | Shah Alam | Jabatan Perubatan Am | Wad Eksekutif & VIP | Infusion Pumps, Syringe | PUMP SYRINGE | Therapeutic | Intermediate | 13-217 | 1 | KKM/JKN/HSA/10-05-01/H/22/95 | 2800 | 2800 |  | 2026-01-01
2296 | BEMS | P0 | Shah Alam | Jabatan Perubatan Am | Wad Eksekutif & VIP | Infusion Pumps, Syringe | PUMP SYRINGE | Therapeutic | Intermediate | 13-217 | 1 | KKM/JKN/HSA/10-05-01/H/22/96 | 2800 | 2800 |  | 2026-01-01
2297 | BEMS | P0 | Shah Alam | Jabatan Pembedahan Am | Multidisiplin Ward (MDW) | Infusion Pumps, Syringe | PUMP SYRINGE | Therapeutic | Intermediate | 13-217 | 1 | KKM/JKN/HSA/10-05-01/H/22/97 | 2800 | 2800 |  | 2026-01-01
2298 | BEMS | P0 | Shah Alam | Jabatan Pediatrik | Wad Pediatrik | Physiologic Monitoring Systems, Acute Care | PATIENT MONITORING EQUIP | Diagnostic | Intermediate | 12-647 | 1 | KKM/JKN/HSA/10-05-01/H/22/132 | 8500 | 8500 |  | 2026-01-01
2299 | BEMS | P0 | Shah Alam | Jabatan Pediatrik | Wad Pediatrik | Physiologic Monitoring Systems, Acute Care | PATIENT MONITORING EQUIP | Diagnostic | Intermediate | 12-647 | 1 | KKM/JKN/HSA/10-05-01/H/22/133 | 8500 | 8500 |  | 2026-01-01
2300 | BEMS | P0 | Shah Alam | Jabatan Pediatrik | Wad Pediatrik | Physiologic Monitoring Systems, Acute Care | PATIENT MONITORING EQUIP | Diagnostic | Intermediate | 12-647 | 1 | KKM/JKN/HSA/10-05-01/H/22/134 | 8500 | 8500 |  | 2026-01-01
2301 | BEMS | P0 | Shah Alam | Jabatan Pediatrik | Wad Pediatrik | Physiologic Monitoring Systems, Acute Care | PATIENT MONITORING EQUIP | Diagnostic | Intermediate | 12-647 | 1 | KKM/JKN/HSA/10-05-01/H/22/135 | 8500 | 8500 |  | 2026-01-01
2302 | BEMS | P0 | Shah Alam | Jabatan Oftalmologi | Klinik Oftalmologi | Slit Lamps | SLIT LAMP | Diagnostic | Intermediate | 12-281 | 1 | KKM/JKN/HSA/10-05-01/H/23/1 | 38500 | 38500 |  | 2026-01-01
2303 | BEMS | P0 | Shah Alam | Jabatan Oftalmologi | Klinik Oftalmologi | Scanning Systems, Ultrasonic, Ophthalmic | ULTRASOUND OPHTHALMIC | Diagnostic | Intermediate | 11-389 | 1 | KKM/JKN/HSA/10-05-01/H/22/125 | 49990 | 49990 |  | 2026-01-01
2304 | BEMS | P0 | Shah Alam | Jabatan Obstetrik & Ginekologi | Dewan Bersalin (LDU) | Scanning Systems, Ultrasonic, Obstetric/Gynecologic | ULTRASOUND SCANNER | Radiology | Intermediate | 15-657 | 1 | KKM/JKN/HSA/10-05-01/H/22/126 | 49000 | 49000 |  | 2026-01-01
2305 | BEMS | P0 | Shah Alam | Jabatan Perubatan Rehabilitasi | Jabatan Perubatan Rehabilitasi | Stimulators, Electrical, Neuromuscular | CHEST PERCUSSOR / VIBRATOR | Therapeutic | Intermediate | 13-775 | 1 | KKM/JKN/HSA/10-05-01/H/22/127 | 5200 | 5200 |  | 2026-01-01
2306 | BEMS | P0 | Shah Alam | Jabatan Pembedahan Am | Multidisiplin Ward (MDW) | Infusion Pumps, Syringe | PUMP SYRINGE | Therapeutic | Intermediate | 13-217 | 1 | KKM/JKN/HSA/10-05-01/H/22/106 | 3900 | 3900 |  | 2026-01-01
2307 | BEMS | P0 | Shah Alam | Jabatan Ortopedik | Unit Rawatan Pembedahan Harian | Infusion Pumps, Syringe | PUMP SYRINGE | Therapeutic | Intermediate | 13-217 | 1 | KKM/JKN/HSA/10-05-01/H/22/107 | 3900 | 3900 |  | 2026-01-01
2308 | BEMS | P0 | Shah Alam | Jabatan Pembedahan Am | Wad Eksekutif & VIP | Infusion Pumps, Syringe | PUMP SYRINGE | Therapeutic | Intermediate | 13-217 | 1 | KKM/JKN/HSA/10-05-01/H/22/109 | 3900 | 3900 |  | 2026-01-01
2309 | BEMS | P0 | Shah Alam | Jabatan Anestesiologi & Rawatan Kritikal | High Dependency Ward (HDW) | Infusion Pumps, Syringe | PUMP SYRINGE | Therapeutic | Intermediate | 13-217 | 1 | KKM/JKN/HSA/10-05-01/H/22/110 | 3900 | 3900 |  | 2026-01-01
2310 | BEMS | P0 | Shah Alam | Jabatan Anestesiologi & Rawatan Kritikal | Unit Rawatan Rapi (ICU) | Infusion Pumps, Syringe | PUMP SYRINGE | Therapeutic | Intermediate | 13-217 | 1 | KKM/JKN/HSA/10-05-01/H/22/112 | 3900 | 3900 |  | 2026-01-01
2311 | BEMS | P0 | Shah Alam | Jabatan Obstetrik & Ginekologi | Wad Obstetrik & Ginekologi 8A | Fetal Heart Detectors, Ultrasonic | PORTABLE FETAL DOPPLER | Diagnostic | Basic | 11-696 | 1 | KKM/JKN/HSA/10-05-01/R/23/1 | 1700 | 1700 |  | 2026-01-01
2312 | BEMS | P0 | Shah Alam | Jabatan Obstetrik & Ginekologi | Pusat Kemasukan Ibu Bersalin (PAC) | Fetal Heart Detectors, Ultrasonic | PORTABLE FETAL DOPPLER | Diagnostic | Basic | 11-696 | 1 | KKM/JKN/HSA/10-05-01/R/23/2 | 1700 | 1700 |  | 2026-01-01
2313 | BEMS | P0 | Shah Alam | Jabatan Obstetrik & Ginekologi | Wad Obstetrik & Ginekologi 8B | Fetal Heart Detectors, Ultrasonic | PORTABLE FETAL DOPPLER | Diagnostic | Basic | 11-696 | 1 | KKM/JKN/HSA/10-05-01/R/23/3 | 1700 | 1700 |  | 2026-01-01
2314 | BEMS | P0 | Shah Alam | Jabatan Obstetrik & Ginekologi | Dewan Bersalin (LDU) | Fetal Heart Detectors, Ultrasonic | PORTABLE FETAL DOPPLER | Diagnostic | Basic | 11-696 | 1 | KKM/JKN/HSA/10-05-01/R/23/4 | 1700 | 1700 |  | 2026-01-01
2315 | BEMS | P0 | Shah Alam | Jabatan Obstetrik & Ginekologi | Dewan Bersalin (LDU) | Fetal Heart Detectors, Ultrasonic | PORTABLE FETAL DOPPLER | Diagnostic | Basic | 11-696 | 1 | KKM/JKN/HSA/10-05-01/R/23/5 | 1700 | 1700 |  | 2026-01-01
2316 | BEMS | P0 | Shah Alam | Jabatan Obstetrik & Ginekologi | Dewan Bedah Utama (GOT) | Fetal Heart Detectors, Ultrasonic | PORTABLE FETAL DOPPLER | Diagnostic | Basic | 11-696 | 1 | KKM/JKN/HSA/10-05-01/R/23/6 | 1700 | 1700 |  | 2026-01-01
2317 | BEMS | P0 | Shah Alam | Jabatan Obstetrik & Ginekologi | Wad Obstetrik & Ginekologi 8A | Fetal Heart Detectors, Ultrasonic | PORTABLE FETAL DOPPLER | Diagnostic | Basic | 11-696 | 1 | KKM/JKN/HSA/10-05-01/R/23/7 | 1700 | 1700 |  | 2026-01-01
2318 | BEMS | P0 | Shah Alam | Jabatan Obstetrik & Ginekologi | Klinik Obstetrik & Ginekologi | Fetal Heart Detectors, Ultrasonic | PORTABLE FETAL DOPPLER | Diagnostic | Basic | 11-696 | 1 | KKM/JKN/HSA/10-05-01/R/23/8 | 1700 | 1700 |  | 2026-01-01
2319 | BEMS | P0 | Shah Alam | Jabatan Obstetrik & Ginekologi | Wad Obstetrik & Ginekologi 8B | Fetal Heart Detectors, Ultrasonic | PORTABLE FETAL DOPPLER | Diagnostic | Basic | 11-696 | 1 | KKM/JKN/HSA/10-05-01/R/23/9 | 1700 | 1700 |  | 2026-01-01
2320 | BEMS | P0 | Shah Alam | Jabatan Obstetrik & Ginekologi | Dewan Bersalin (LDU) | Fetal Heart Detectors, Ultrasonic | PORTABLE FETAL DOPPLER | Diagnostic | Basic | 11-696 | 1 | KKM/JKN/HSA/10-05-01/R/23/10 | 1700 | 1700 |  | 2026-01-01
2321 | BEMS | P0 | Shah Alam | Jabatan Anestesiologi & Rawatan Kritikal | Dewan Bedah Utama (GOT) | Hand Drills, Surgical | MICRODEBRIDER ELECTRIC HIGH SPEED DRILL | Therapeutic | Intermediate | 17-954 | 1 | KKM/JKN/HSA/10-05-01/H/23/40 | 198250.34 | 198250.34 |  | 2026-01-01
2322 | BEMS | P0 | Shah Alam | Jabatan Oftalmologi | Klinik Oftalmologi | Lasers, Nd:YAG, Frequency-Doubled | LASER INDIRECT OPTHALMOSCAPE SLIT LAMP LASER (PAN RETINAL PHOTOCOAGULATION (PRP) | Therapeutic | High | 18-216 | 1 | KKM/JKN/HSA/10-05-01/H/23/39 | 125347 | 125347 |  | 2026-01-01
2323 | BEMS | P0 | Shah Alam | Jabatan Pediatrik | Wad Pediatrik | Humidifiers, Heated | RESPIRATORI HUMIDIFIER | Therapeutic | Intermediate | 12-050 | 1 | KKM/JKN/HSA/10-05-01/H/22/139 | 21000 | 21000 |  | 2026-01-01
2324 | BEMS | P0 | Shah Alam | Jabatan Pediatrik | Wad Pediatrik | Humidifiers, Heated | RESPIRATORI HUMIDIFIER | Therapeutic | Intermediate | 12-050 | 1 | KKM/JKN/HSA/10-05-01/H/22/140 | 21000 | 21000 |  | 2026-01-01
2325 | BEMS | P0 | Shah Alam | Jabatan Pediatrik | Unit Rawatan Rapi Neonatal (NICU) | Ventilators, Intensive Care, Neonatal/Pediatric | NEONATAL CPAP WITH BILAVEL PRESSURE | Therapeutic | Intermediate | 14-361 | 1 | KKM/JKN/HSA/10-05-01/H/22/136 | 58000 | 58000 |  | 2026-01-01
2326 | BEMS | P0 | Shah Alam | Jabatan Pembedahan Am | Multidisiplin Ward (MDW) | Laryngoscopes, Rigid | LARYNGOSCOPE | Diagnostic | Basic | 15-076 | 1 | KKM/JKN/HSA/10-05-01/R/22/31 | 1250 | 1250 |  | 2026-01-01
2327 | BEMS | P0 | Shah Alam | Jabatan Obstetrik & Ginekologi | Pusat Kemasukan Ibu Bersalin (PAC) | Defibrillators, External, Automated | DEFIBRILLATOR | Therapeutic | Intermediate | 17-116 | 1 | KKM/JKN/HSA/10-05-01/H/23/5 | 24000 | 24000 |  | 2026-01-01
2328 | BEMS | P0 | Shah Alam | Jabatan Kecemasan & Trauma | Jabatan Kecemasan & Trauma | Defibrillator/Pacemakers, External | DEFIBRILLATOR | Therapeutic | Intermediate | 17-882 | 1 | KKM/JKN/HSA/10-05-01/H/22/105 | 18600 | 18600 |  | 2026-01-01
2329 | BEMS | P0 | Shah Alam | Jabatan Obstetrik & Ginekologi | Dewan Bersalin (LDU) | Monitors, Physiologic, Vital Signs | SPOT VITAL SIGN (NIBP) | Diagnostic | Intermediate | 25-209 | 1 | KKM/JKN/HSA/10-05-01/H/23/28 | 4850 | 4850 |  | 2026-01-01
2330 | BEMS | P0 | Shah Alam | Jabatan Obstetrik & Ginekologi | Dewan Bersalin (LDU) | Monitors, Physiologic, Vital Signs | SPOT VITAL SIGN (NIBP) | Diagnostic | Intermediate | 25-209 | 1 | KKM/JKN/HSA/10-05-01/H/23/29 | 4850 | 4850 |  | 2026-01-01
2331 | BEMS | P0 | Shah Alam | Jabatan Obstetrik & Ginekologi | Dewan Bersalin (LDU) | Monitors, Physiologic, Vital Signs | SPOT VITAL SIGN (NIBP) | Diagnostic | Intermediate | 25-209 | 1 | KKM/JKN/HSA/10-05-01/H/23/30 | 4850 | 4850 |  | 2026-01-01
2332 | BEMS | P0 | Shah Alam | Jabatan Obstetrik & Ginekologi | Dewan Bersalin (LDU) | Monitors, Physiologic, Vital Signs | SPOT VITAL SIGN (NIBP) | Diagnostic | Intermediate | 25-209 | 1 | KKM/JKN/HSA/10-05-01/H/23/31 | 4850 | 4850 |  | 2026-01-01
2333 | BEMS | P0 | Shah Alam | Jabatan Obstetrik & Ginekologi | Dewan Bersalin (LDU) | Monitors, Physiologic, Vital Signs | SPOT VITAL SIGN (NIBP) | Diagnostic | Intermediate | 25-209 | 1 | KKM/JKN/HSA/10-05-01/H/23/32 | 4850 | 4850 |  | 2026-01-01
2334 | BEMS | P0 | Shah Alam | Jabatan Obstetrik & Ginekologi | Dewan Bersalin (LDU) | Monitors, Physiologic, Vital Signs | SPOT VITAL SIGN (NIBP) | Diagnostic | Intermediate | 25-209 | 1 | KKM/JKN/HSA/10-05-01/H/23/33 | 4850 | 4850 |  | 2026-01-01
2335 | BEMS | P0 | Shah Alam | Jabatan Obstetrik & Ginekologi | Dewan Bersalin (LDU) | Monitors, Physiologic, Vital Signs | SPOT VITAL SIGN (NIBP) | Diagnostic | Intermediate | 25-209 | 1 | KKM/JKN/HSA/10-05-01/H/23/34 | 4850 | 4850 |  | 2026-01-01
2336 | BEMS | P0 | Shah Alam | Jabatan Obstetrik & Ginekologi | Dewan Bersalin (LDU) | Monitors, Physiologic, Vital Signs | SPOT VITAL SIGN (NIBP) | Diagnostic | Intermediate | 25-209 | 1 | KKM/JKN/HSA/10-05-01/H/23/35 | 4850 | 4850 |  | 2026-01-01
2337 | BEMS | P0 | Shah Alam | Jabatan Kecemasan & Trauma | Jabatan Kecemasan & Trauma | Ventilators, Transport | VENTILATOR | Therapeutic | Intermediate | 18-098 | 1 | KKM/JKN/HSA/10-05-01/H/22/98 | 72000 | 72000 |  | 2026-01-01
2338 | BEMS | P0 | Shah Alam | Jabatan Otorinolaringologi (ORL) | Klinik Otorinolaringologi (ORL) | Laryngoscopes, Rigid, Video | RHINO-LARYNGO FIBERSCOPE DAN VIDEOSCOPE SET | Diagnostic | Intermediate | 23-532 | 1 | KKM/JKN/HSA/10-05-01/H/23/41 | 125999.34 | 125999.34 |  | 2026-01-01
2339 | BEMS | P0 | Shah Alam | Unit Kesihatan Awam/Pendidikan Kesihatan | Unit Kesihatan Awam/Pendidikan Kesihatan | Analyzers, Physiologic, Body Composition | BODY FAT ANALYZER | Diagnostic | Intermediate | 17-417 | 1 | KKM/JKN/HSA/10-05-01/R/23/24 | 1200 | 1200 |  | 2026-01-01
2340 | BEMS | P0 | Shah Alam | Jabatan Obstetrik & Ginekologi | Klinik Obstetrik & Ginekologi | Monitors, Physiologic, Vital Signs | SPOT VITAL SIGN (NIBP) | Diagnostic | Intermediate | 25-209 | 1 | KKM/JKN/HSA/10-05-01/H/23/27 | 4850 | 4850 |  | 2026-01-01
2341 | BEMS | P0 | Shah Alam | Jabatan Obstetrik & Ginekologi | Klinik Obstetrik & Ginekologi | Scanning Systems, Ultrasonic, Obstetric/Gynecologic | ULTRASOUND SCANNER | Radiology | Intermediate | 15-657 | 1 | KKM/JKN/HSA/10-05-01/H/23/6 | 149800 | 149800 |  | 2026-01-01
2342 | BEMS | P0 | Shah Alam | Jabatan Obstetrik & Ginekologi | Klinik Obstetrik & Ginekologi | Scanning Systems, Ultrasonic, Obstetric/Gynecologic | ULTRASOUND SCANNER | Radiology | Intermediate | 15-657 | 1 | KKM/JKN/HSA/10-05-01/H/23/7 | 97500 | 97500 |  | 2026-01-01
2343 | BEMS | P0 | Shah Alam | Jabatan Obstetrik & Ginekologi | Pusat Kemasukan Ibu Bersalin (PAC) | Scanning Systems, Ultrasonic, Obstetric/Gynecologic | ULTRASOUND SCANNER | Radiology | Intermediate | 15-657 | 1 | KKM/JKN/HSA/10-05-01/H/23/8 | 97500 | 97500 |  | 2026-01-01
2344 | BEMS | P0 | Shah Alam | Jabatan Anestesiologi & Rawatan Kritikal | Dewan Bedah Utama (GOT) | Radiographic Units, Mobile | X-RAY C-ARM | Radiology | Intermediate | 13-272 | 1 | KKM/JKN/HSA/10-05-01/H/23/42 | 332177.94 | 332177.94 |  | 2026-01-01
2345 | BEMS | P0 | Shah Alam | Unit Kualiti & Penyelidikan | Unit Kualiti & Penyelidikan | Centrifuges, Tabletop, High-Speed, Microhematocrit | CENTRIFUGE | Laboratory | Basic | 10-779 | 1 | KKM/JKN/HSA/10-05-01/H/18/111 | 29460 | 29460 |  | 2026-01-01
2346 | BEMS | P0 | Shah Alam | Jabatan Obstetrik & Ginekologi | Dewan Bersalin (LDU) | Scales, Infant | DIGITAL BABY WEIGHING SCALE | Diagnostic | Basic | 13-462 | 1 | KKM/JKN/HSA/10-05-01/R/15/11804 | 860 | 860 |  | 2026-01-01
2347 | BEMS | P0 | Shah Alam | Jabatan Obstetrik & Ginekologi | Dewan Bersalin (LDU) | Scales, Infant | DIGITAL BABY WEIGHING SCALE | Diagnostic | Basic | 13-462 | 1 | KKM/JKN/HSA/10-05-01/R/15/11805 | 860 | 860 |  | 2026-01-01
2348 | BEMS | P0 | Shah Alam | Jabatan Obstetrik & Ginekologi | Dewan Bersalin (LDU) | Scales, Infant | DIGITAL BABY WEIGHING SCALE | Diagnostic | Basic | 13-462 | 1 | KKM/JKN/HSA/10-05-01/R/15/11806 | 860 | 860 |  | 2026-01-01
2349 | BEMS | P0 | Shah Alam | Jabatan Obstetrik & Ginekologi | Dewan Bersalin (LDU) | Scales, Infant | DIGITAL BABY WEIGHING SCALE | Diagnostic | Basic | 13-462 | 1 | KKM/JKN/HSA/10-05-01/R/15/11807 | 860 | 860 |  | 2026-01-01
2350 | BEMS | P0 | Shah Alam | Jabatan Obstetrik & Ginekologi | Dewan Bersalin (LDU) | Scales, Infant | DIGITAL BABY WEIGHING SCALE | Diagnostic | Basic | 13-462 | 1 | KKM/JKN/HSA/10-05-01/R/15/11808 | 860 | 860 |  | 2026-01-01
2351 | BEMS | P0 | Shah Alam | Jabatan Obstetrik & Ginekologi | Dewan Bersalin (LDU) | Scales, Infant | DIGITAL BABY WEIGHING SCALE | Diagnostic | Basic | 13-462 | 1 | KKM/JKN/HSA/10-05-01/R/15/11809 | 860 | 860 |  | 2026-01-01
2352 | BEMS | P0 | Shah Alam | Jabatan Obstetrik & Ginekologi | Dewan Bersalin (LDU) | Scales, Infant | DIGITAL BABY WEIGHING SCALE | Diagnostic | Basic | 13-462 | 1 | KKM/JKN/HSA/10-05-01/R/15/11810 | 860 | 860 |  | 2026-01-01
2353 | BEMS | P0 | Shah Alam | Jabatan Obstetrik & Ginekologi | Dewan Bersalin (LDU) | Scales, Infant | DIGITAL BABY WEIGHING SCALE | Diagnostic | Basic | 13-462 | 1 | KKM/JKN/HSA/10-05-01/R/15/11811 | 860 | 860 |  | 2026-01-01
2354 | BEMS | P0 | Shah Alam | Jabatan Kecemasan & Trauma | Jabatan Kecemasan & Trauma | Oxygen-Air Proportioners | OXYGEN CONCENTRATOR | Therapeutic | Intermediate | 12-876 | 1 | KKM/JKN/HSA/10-05-01/H/21/343 | 4199 | 4199 |  | 2026-01-01
2355 | BEMS | P0 | Shah Alam | Jabatan Kecemasan & Trauma | Jabatan Kecemasan & Trauma | Oxygen-Air Proportioners | OXYGEN CONCENTRATOR | Therapeutic | Intermediate | 12-876 | 1 | KKM/JKN/HSA/10-05-01/H/21/344 | 4199 | 4199 |  | 2026-01-01
2356 | BEMS | P0 | Shah Alam | Jabatan Kecemasan & Trauma | Jabatan Kecemasan & Trauma | Oxygen-Air Proportioners | OXYGEN CONCENTRATOR | Therapeutic | Intermediate | 12-876 | 1 | KKM/JKN/HSA/10-05-01/H/21/345 | 4199 | 4199 |  | 2026-01-01
2357 | BEMS | P0 | Shah Alam | Jabatan Kecemasan & Trauma | Jabatan Kecemasan & Trauma | Oxygen-Air Proportioners | OXYGEN CONCENTRATOR | Therapeutic | Intermediate | 12-876 | 1 | KKM/JKN/HSA/10-05-01/H/21/346 | 4199 | 4199 |  | 2026-01-01
2358 | BEMS | P0 | Shah Alam | Jabatan Kecemasan & Trauma | Jabatan Kecemasan & Trauma | Oxygen-Air Proportioners | OXYGEN CONCENTRATOR | Therapeutic | Intermediate | 12-876 | 1 | KKM/JKN/HSA/10-05-01/H/21/347 | 4199 | 4199 |  | 2026-01-01
2359 | BEMS | P0 | Shah Alam | Jabatan Pembedahan Am | Wad Pembedahan Lelaki 9A | Physiologic Monitoring Systems, Acute Care | PATIENT MONITORING EQUIP | Diagnostic | Intermediate | 12-647 | 1 | KKM/JKN/HSA/10-05-01/H/23/45 | 11000 | 11000 |  | 2026-01-01
2360 | BEMS | P0 | Shah Alam | Jabatan Pembedahan Am | Wad Pembedahan Lelaki 9B | Physiologic Monitoring Systems, Acute Care | PATIENT MONITORING EQUIP | Diagnostic | Intermediate | 12-647 | 1 | KKM/JKN/HSA/10-05-01/H/23/46 | 11000 | 11000 |  | 2026-01-01
2361 | BEMS | P0 | Shah Alam | Jabatan Pembedahan Am | Unit Rawatan Perubatan Harian | Gastroscopes, Flexible, Video | VIDEO GASTROSCOPE | Diagnostic | Intermediate | 17-663 | 1 | KKM/JKN/HSA/10-05-01/H/23/62 | 93380 | 93380 |  | 2026-01-01
2362 | BEMS | P0 | Shah Alam | Jabatan Bedah Mulut & Pergigian Pediatrik | Klinik Bedah Mulut & Klinik Pergigian Pediatrik | Electrosurgical Units, Monopolar/Bipolar | ELECTROSURGERY UNIT DENTAL | Therapeutic | Intermediate | 18-231 | 1 | KKM/JKN/HSA/10-05-01/H/23/67 | 8600 | 8600 |  | 2026-01-01
2363 | BEMS | P0 | Shah Alam | Jabatan Obstetrik & Ginekologi | Wad Obstetrik & Ginekologi 8B | Fetal Heart Detectors, Ultrasonic | PORTABLE FETAL DOPPLER | Diagnostic | Basic | 11-696 | 1 | KKM/JKN/HSA/10-05-01/R/21/112 | 850 | 850 |  | 2026-01-01
2364 | BEMS | P0 | Shah Alam | Jabatan Bedah Mulut & Pergigian Pediatrik | Klinik Bedah Mulut & Klinik Pergigian Pediatrik | Handpieces, Dental | DENTAL HANDPIECE | Therapeutic | Intermediate | 11-161 | 1 | KKM/JKN/HSA/10-05-01/R/21/106 | 680 | 680 |  | 2026-01-01
2365 | BEMS | P0 | Shah Alam | Jabatan Bedah Mulut & Pergigian Pediatrik | Klinik Bedah Mulut & Klinik Pergigian Pediatrik | Handpieces, Dental | DENTAL HANDPIECE | Therapeutic | Intermediate | 11-161 | 1 | KKM/JKN/HSA/10-05-01/R/21/107 | 1800 | 1800 |  | 2026-01-01
2366 | BEMS | P0 | Shah Alam | Jabatan Pembedahan Am | Klinik Pembedahan Am | Stimulators, Electrical, Neuromuscular | NEUROMUSCULAR STIMULATORS | Therapeutic | Intermediate | 13-775 | 1 | KKM/JKN/HSA/10-05-01/H/23/77 | 25000 | 25000 |  | 2026-01-01
2367 | BEMS | P0 | Shah Alam | Jabatan Kecemasan & Trauma | Jabatan Kecemasan & Trauma | Defibrillators, External, Automated | AUTOMATIC EXTERNAL DEFIBRILLATOR (AED) | Therapeutic | Intermediate | 17-116 | 1 | KKM/JKN/HSA/10-05-01/H/23/73 | 8300 | 8300 |  | 2026-01-01
2368 | BEMS | P0 | Shah Alam | Jabatan Pembedahan Am | Unit Rawatan Pembedahan Harian | Physiologic Monitoring Systems, Acute Care | PATIENT MONITORING EQUIP | Diagnostic | Intermediate | 12-647 | 1 | KKM/JKN/HSA/10-05-01/H/22/142 | 22500 | 22500 |  | 2026-01-01
2369 | BEMS | P0 | Shah Alam | Jabatan Pembedahan Am | Wad Eksekutif & VIP | Physiologic Monitoring Systems, Acute Care | PATIENT MONITORING EQUIP | Diagnostic | Intermediate | 12-647 | 1 | KKM/JKN/HSA/10-05-01/H/22/143 | 8700 | 8700 |  | 2026-01-01
2370 | BEMS | P0 | Shah Alam | Jabatan Perubatan Am | Wad Eksekutif & VIP | Physiologic Monitoring Systems, Acute Care | PATIENT MONITORING EQUIP | Diagnostic | Intermediate | 12-647 | 1 | KKM/JKN/HSA/10-05-01/H/22/144 | 8700 | 8700 |  | 2026-01-01
2371 | BEMS | P0 | Shah Alam | Jabatan Kecemasan & Trauma | Jabatan Kecemasan & Trauma | Physiologic Monitoring Systems, Acute Care | PATIENT MONITORING EQUIP | Diagnostic | Intermediate | 12-647 | 1 | KKM/JKN/HSA/10-05-01/H/22/145 | 22500 | 22500 |  | 2026-01-01
2372 | BEMS | P0 | Shah Alam | Jabatan Obstetrik & Ginekologi | Pusat Kemasukan Ibu Bersalin (PAC) | Electrocardiographs, Multichannel, Interpretative | ECG (EKG) MACHINE | Diagnostic | Intermediate | 16-231 | 1 | KKM/JKN/HSA/10-05-01/H/23/26 | 3600 | 3600 |  | 2026-01-01
2373 | BEMS | P0 | Shah Alam | Jabatan Anestesiologi & Rawatan Kritikal | High Dependency Ward (HDW) | Ventilators, Intensive Care, Adult | VENTILATOR INTENSIVE CARE | Therapeutic | Intermediate | 18-792 | 1 | KKM/JKN/HSA/10-05-01/H/20/268 | 50000 | 50000 |  | 2026-01-01
2374 | BEMS | P0 | Shah Alam | Jabatan Anestesiologi & Rawatan Kritikal | Dewan Bedah Utama (GOT) | Physiologic Monitoring Systems, Acute Care | PATIENT MONITORING EQUIP | Diagnostic | Intermediate | 12-647 | 1 | KKM/JKN/HSA/10-05-01/H/20/269 | 19200 | 19200 |  | 2026-01-01
2375 | BEMS | P0 | Shah Alam | Jabatan Anestesiologi & Rawatan Kritikal | Dewan Bedah Utama (GOT) | Physiologic Monitoring Systems, Acute Care | PATIENT MONITORING EQUIP | Diagnostic | Intermediate | 12-647 | 1 | KKM/JKN/HSA/10-05-01/H/20/270 | 19200 | 19200 |  | 2026-01-01
2376 | BEMS | P0 | Shah Alam | Jabatan Anestesiologi & Rawatan Kritikal | Dewan Bedah Utama (GOT) | Physiologic Monitoring Systems, Acute Care | PATIENT MONITORING EQUIP | Diagnostic | Intermediate | 12-647 | 1 | KKM/JKN/HSA/10-05-01/H/20/271 | 19200 | 19200 |  | 2026-01-01
2377 | BEMS | P0 | Shah Alam | Jabatan Perubatan Am | Wad Perubatan Lelaki 10A | Defibrillators, External, Automated | DEFIBRILLATOR | Therapeutic | Intermediate | 17-116 | 1 | KKM/JKN/HSA/10-05-01/H/22/146 | 27500 | 27500 |  | 2026-01-01
2378 | BEMS | P0 | Shah Alam | Jabatan Anestesiologi & Rawatan Kritikal | Unit Rawatan Rapi (ICU) | Defibrillators, External, Automated | DEFIBRILLATOR | Therapeutic | Intermediate | 17-116 | 1 | KKM/JKN/HSA/10-05-01/H/22/147 | 27500 | 27500 |  | 2026-01-01
2379 | BEMS | P0 | Shah Alam | Jabatan Pediatrik | Unit Rawatan Rapi Neonatal (NICU) | Oximeters, Pulse | PULSE OXIMETER AND SIMULATOR | Diagnostic | Intermediate | 17-148 | 1 | KKM/JKN/HSA/10-05-01/H/24/2 | 9900 | 9900 |  | 2026-01-01
2380 | BEMS | P0 | Shah Alam | Jabatan Pediatrik | Unit Rawatan Rapi Neonatal (NICU) | Oximeters, Pulse | PULSE OXIMETER AND SIMULATOR | Diagnostic | Intermediate | 17-148 | 1 | KKM/JKN/HSA/10-05-01/H/24/3 | 9900 | 9900 |  | 2026-01-01
2381 | BEMS | P0 | Shah Alam | Unit Hemodialisis | Unit Hemodialisis | Monitors, Physiologic, Vital Signs | SPOT VITAL SIGN (NIBP) | Diagnostic | Intermediate | 25-209 | 1 | KKM/JKN/HSA/10-05-01/H/24/9 | 11000 | 11000 |  | 2026-01-01
2382 | BEMS | P0 | Shah Alam | Jabatan Otorinolaringologi (ORL) | Klinik Otorinolaringologi (ORL) | Audiometers | OTOREAD SCREENING DPOAE | Diagnostic | Intermediate | 10-228 | 1 | KKM/JKN/HSA/10-05-01/H/24/14 | 17000 | 17000 |  | 2026-01-01
2383 | BEMS | P0 | Shah Alam | Jabatan Perubatan Rehabilitasi | Jabatan Perubatan Rehabilitasi | Exercisers, Continuous Passive Motion | FLINT THERAPY UNIT | Therapeutic | Basic | 11-631 | 1 | KKM/JKN/HSA/10-05-01/H/24/21 | 7600 | 7600 |  | 2026-01-01
2384 | BEMS | P0 | Shah Alam | Jabatan Obstetrik & Ginekologi | Dewan Bersalin (LDU) | Monitors, Physiologic, Vital Signs | SPOT VITAL SIGN (NIBP) | Diagnostic | Intermediate | 25-209 | 1 | KKM/JKN/HSA/10-05-01/R/20/179 | 1190 | 1190 |  | 2026-01-01
2385 | BEMS | P0 | Shah Alam | Jabatan Obstetrik & Ginekologi | Dewan Bersalin (LDU) | Monitors, Physiologic, Vital Signs | SPOT VITAL SIGN (NIBP) | Diagnostic | Intermediate | 25-209 | 1 | KKM/JKN/HSA/10-05-01/R/20/180 | 1190 | 1190 |  | 2026-01-01
2386 | BEMS | P0 | Shah Alam | Jabatan Perubatan Am | Wad Perubatan Perempuan 10B | Monitors, Physiologic, Vital Signs | SPOT VITAL SIGN (NIBP) | Diagnostic | Intermediate | 25-209 | 1 | KKM/JKN/HSA/10-05-01/R/20/181 | 1190 | 1190 |  | 2026-01-01
2387 | BEMS | P0 | Shah Alam | Jabatan Ortopedik | Wad Ortopedik | Monitors, Physiologic, Vital Signs | SPOT VITAL SIGN (NIBP) | Diagnostic | Intermediate | 25-209 | 1 | KKM/JKN/HSA/10-05-01/R/20/182 | 1190 | 1190 |  | 2026-01-01
2388 | BEMS | P0 | Shah Alam | Jabatan Kecemasan & Trauma | Jabatan Kecemasan & Trauma | Monitors, Physiologic, Vital Signs | SPOT VITAL SIGN (NIBP) | Diagnostic | Intermediate | 25-209 | 1 | KKM/JKN/HSA/10-05-01/R/20/183 | 1190 | 1190 |  | 2026-01-01
2389 | BEMS | P0 | Shah Alam | Jabatan Perubatan Rehabilitasi | Jabatan Perubatan Rehabilitasi | Exercisers, Continuous Passive Motion | DIGITAL GONIOMETER | Therapeutic | Basic | 11-631 | 1 | KKM/JKN/HSA/10-05-01/R/24/106 | 1600 | 1600 |  | 2026-01-01
2390 | BEMS | P0 | Shah Alam | Jabatan Oftalmologi | Klinik Oftalmologi | Scanning Systems, Laser, Optical Tomography | SPECTRALIS OPTICAL COHERENCE TOMOGRAPHY | Therapeutic | Basic | 18-191 | 1 | KKM/JKN/HSA/10-05-01/H/24/26 | 471485.56 | 471485.56 |  | 2026-01-01
2391 | BEMS | P0 | Shah Alam | Jabatan Oftalmologi | Klinik Oftalmologi | Lensometers | LENSOMETER | Diagnostic | Intermediate | 12-326 | 1 | KKM/JKN/HSA/10-05-01/H/24/25 | 10000 | 10000 |  | 2026-01-01
2392 | BEMS | P0 | Shah Alam | Jabatan Otorinolaringologi (ORL) | Klinik Otorinolaringologi (ORL) | Audiometers | OTOACOUSTIC EMISSION (OAE) SCREENING SYSTEM | Diagnostic | Intermediate | 10-228 | 1 | KKM/JKN/HSA/10-05-01/H/24/15 | 19900 | 19900 |  | 2026-01-01
2393 | BEMS | P0 | Shah Alam | Jabatan Otorinolaringologi (ORL) | Klinik Otorinolaringologi (ORL) | Audiometers | OTOACOUSTIC EMISSION (OAE) SCREENING SYSTEM | Diagnostic | Intermediate | 10-228 | 1 | KKM/JKN/HSA/10-05-01/H/24/16 | 19900 | 19900 |  | 2026-01-01
2394 | BEMS | P0 | Shah Alam | Jabatan Otorinolaringologi (ORL) | Klinik Otorinolaringologi (ORL) | Analyzers, Physiologic, Middle Ear, Impedance Tympanometry | EAR ANALYSER C/W TYMPANOMETER OTO-ACOUSTIC EMISSION (OAE) AUTOMATIC AUDITORY BRAINSTEM RESPONE (AABR) | Diagnostic | Intermediate | 18-783 | 1 | KKM/JKN/HSA/10-05-01/H/24/17 | 49999 | 49999 |  | 2026-01-01
2395 | BEMS | P0 | Shah Alam | Jabatan Bedah Mulut & Pergigian Pediatrik | Klinik Bedah Mulut & Klinik Pergigian Pediatrik | Handpieces, Dental | DENTAL HANDPIECE | Therapeutic | Intermediate | 11-161 | 1 | KKM/JKN/HSA/10-05-01/H/15/1490-04 | 2500 | 2500 |  | 2026-01-01
2396 | BEMS | P0 | Shah Alam | Unit Kesihatan Awam/Pendidikan Kesihatan | Unit Kesihatan Awam/Pendidikan Kesihatan | Analyzers, Point of Care, Breath, Carbon Monoxide | PICO SMOKERLYZER | Diagnostic | Basic | 20-198 | 1 | KKM/JKN/HSA/10-05-01/H/22/67 | 3580 | 3580 |  | 2026-01-01
2397 | BEMS | P0 | Shah Alam | Jabatan Obstetrik & Ginekologi | Pusat Kemasukan Ibu Bersalin (PAC) | Physiologic Monitoring Systems, Acute Care | PATIENT MONITORING EQUIP | Diagnostic | Intermediate | 12-647 | 1 | KKM/JKN/HSA/10-05-01/H/21/189 | 7300 | 7300 |  | 2026-01-01
2398 | BEMS | P0 | Shah Alam | Jabatan Radiologi | Pengimejan dan Diagnostik | Radiographic/Fluoroscopic Systems, Angiographic/Interventional Inclusive : 1) Generator 80kW 2) Undertable Tube Flouroscopy Table 3) 3D Tube 4) Server 5) Control Console 6) LCD Monitor (Eizo/ HXD/ 3021374) 7) LCD Monitor (Eizo/ HXD/ 3021368) 8) LCD Monitor (Eizo/ HXD/ 3021372) 9) LCD Monitor (Eizo/ HXD/ 3021369) | FLUOROSCOPY SYSTEM DIGITAL ,W/ ANGIO FACILITIES AND 2nd TUBE | Radiology | Package | 16-597 | 1 | KKM/JKN/HSA/10-05-01/H/15/2539 | 1011000 | 1011000 |  | 2026-01-01
2399 | BEMS | P0 | Shah Alam | Jabatan Radiologi | Pengimejan dan Diagnostik | Radiographic Units, Mammographic Inclusive : 1) Server (Fujitsu/ Celsius) 2) LCD Monitor (Eizo/ HXD/ 31200224) 3) Table c/w Lead (10549892) 4) Chair Mammography Akrus/ AK 50003M/ 2000017 5) UPS 10kVA (8512141100029) | MAMMOGRAPHY WITH BIOPSY, DIGITAL | Radiology | Package | 12-425 | 1 | KKM/JKN/HSA/10-05-01/H/15/2538 | 990000 | 990000 |  | 2026-01-01
2400 | BEMS | P0 | Shah Alam | Jabatan Radiologi | Pengimejan dan Diagnostik | Scanning Systems, Computed Tomography Inclusive : 1) Gantry incl. Tilted Spiral 2) Patient Table 3) Voltage Stablizer inc. 4) Console 5) Intervention Module 6) LCD Monitor (Intervention Module) 7) LCD Monitor (Syngo Workstation) - DSC1910-D 8) Computer (Syngo Workstation) 9) LCD Monitor (Syngo Server) 10) Computer (Syngo Server) - Fujitsu/ YKJQ007336347647K990V515FS044 11) Injector (Nemoto/ QCB00083) 12) CCTV Monitor (Samsung/ G062HYCF3024248) 13) CCTV DVR (Cynics/ HD3504/ 201403100128) 14) CCTV Kamera (Cynics/ XBC67HD/ C14030071) | CT SCANNER 64 SLICES | Radiology | Package | 13-469 | 1 | KKM/JKN/HSA/10-05-01/H/15/2544 | 2100000 | 2100000 |  | 2026-01-01
2401 | BEMS | P0 | Shah Alam | Jabatan Radiologi | Pengimejan dan Diagnostik | X-ray Film Processors, Automatic, Dental Inclusive : 1) Gendex Pan Sensor 2) Computer 3) Monitor 4) UPS 5) Gendex Pan Sensor | ORTHOPANTOGRAPHY UNIT | Radiology | Package | 15-939 | 1 | KKM/JKN/HSA/10-05-01/H/15/4875 | 219000 | 219000 |  | 2026-01-01
2402 | BEMS | P0 | Shah Alam | Jabatan Patologi | Jabatan Patologi | Analyzers, Laboratory, Microbiology, Blood Culture, Automated Inclusive : 1) UPS 3KVA 2) Printer 3) Computer 4) Monitor | BLOOD CULTURE SYSTEM AUTOMATIC - 50 BOTTLES | Laboratory | Package | 15-973 | 1 | KKM/JKN/HSA/10-05-01/H/15/3948 | 125000 | 125000 |  | 2026-01-01
2403 | BEMS | P0 | Shah Alam | Jabatan Patologi | Jabatan Patologi | Analyzers, Laboratory, Hematology, Cell Counting, Automated Inclusive : 1) UPS 2) UPS 3) Printer 4) Computer | ANALYSER HAEMATOLOGY 24 PARAMETERS. | Laboratory | Package | 17-741 | 1 | KKM/JKN/HSA/10-05-01/H/15/3990 | 90000 | 90000 |  | 2026-01-01
2404 | BEMS | P0 | Shah Alam | Jabatan Bedah Mulut & Pergigian Pediatrik | Klinik Bedah Mulut & Klinik Pergigian Pediatrik | Cameras, Video, Dental, Intraoral/Extraoral Inclusive : 1) Monitor (KKM/JKN/HSA/10-05-01/H/15/3576-01) 2) Laptop 3) Laptop Trolley 4) Laser Printer | INTRA-ORAL CAMERA WORKSTATION | Laboratory | Package | 88-026 | 1 | KKM/JKN/HSA/10-05-01/H/15/3576 | 20000 | 20000 |  | 2026-01-01
2405 | BEMS | P0 | Shah Alam | Jabatan Bedah Mulut & Pergigian Pediatrik | Klinik Bedah Mulut & Klinik Pergigian Pediatrik | Cameras, Video, Dental, Intraoral/Extraoral Inclusive : 1) Monitor (KKM/JKN/HSA/10-05-01/H/15/3577-01) 2) Laptop 3) Laptop Trolley 4) Laser Printer | INTRA-ORAL CAMERA WORKSTATION | Laboratory | Package | 88-026 | 1 | KKM/JKN/HSA/10-05-01/H/15/3577 | 20000 | 20000 |  | 2026-01-01
2406 | BEMS | P0 | Shah Alam | Jabatan Bedah Mulut & Pergigian Pediatrik | Klinik Bedah Mulut & Klinik Pergigian Pediatrik | Cameras, Video, Dental, Intraoral/Extraoral Inclusive : 1) Monitor (KKM/JKN/HSA/10-05-01/H/15/3578-01) 2) Laptop 3) Laptop Trolley 4) Laser Printer | INTRA-ORAL CAMERA WORKSTATION | Laboratory | Package | 88-026 | 1 | KKM/JKN/HSA/10-05-01/H/15/3578 | 20000 | 20000 |  | 2026-01-01
2407 | BEMS | P0 | Shah Alam | Jabatan Oftalmologi | Klinik Oftalmologi | Perimeters, Ophthalmic, Automated Inclusive : 1) Computer (HP/ Pavillion 500-336D/ 4CE4230BK5) 2) Monitor (HP/ W2072a/ CNC317PDTM) 3) Table with Castor 4) Printer (Fujixerox/ DP CP105B/ 303678) 5) 5 Port Switch | PERIMETER AUTOMATED | Therapeutic | Package | 16-918 | 1 | KKM/JKN/HSA/10-05-01/H/15/4336 | 123500 | 123500 |  | 2026-01-01
2408 | BEMS | P0 | Shah Alam | Jabatan Oftalmologi | Klinik Oftalmologi | Cameras, Fundus Inclusive : 1) Computer (KKM/JKN/HSA/10-05-01/H/16/69-01) 2) Monitor (KKM/JKN/HSA/10-05-01/H/16/69-05) 3) Printer (KKM/JKN/HSA/10-05-01/H/16/69-02) 4) Stool with Castor (KKM/JKN/HSA/10-05-01/H/16/69-03) 5) Pedestal Drawer (KKM/JKN/HSA/10-05-01/H/16/69-04) 6) UPS (KKM/JKN/HSA/10-05-01/H/16/69-06) 7) Meja Komputer (KKM/JKN/HSA/10-05-01/H/16/69-07) | FUNDUS CAMERA | Diagnostic | Package | 10-551 | 1 | KKM/JKN/HSA/10-05-01/H/16/69 | 99000 | 99000 |  | 2026-01-01
2409 | BEMS | P0 | Shah Alam | Jabatan Oftalmologi | Klinik Oftalmologi | Slit Lamps Inclusive : 1) Stool with Roller Righton (KKM/JKN/HSA/10-05-01/H/16/116-01) 2) Stool without Roller Righton ((KKM/JKN/HSA/10-05-01/H/16/116-02)) 3) Motorized Stand Righton (KKM/JKN/HSA/10-05-01/H/16/116-03) | SLIT LAMP CLINICAL SET | Diagnostic | Package | 12-281 | 1 | KKM/JKN/HSA/10-05-01/H/16/116 | 693600 | 693600 |  | 2026-01-01
2410 | BEMS | P0 | Shah Alam | Jabatan Oftalmologi | Klinik Oftalmologi | Slit Lamps Inclusive : 1) Motirized Intrumen Table (KKM/JKN/HSA/10-05-01/H/16/68-01) 2) Aplanation Tonometer (KKM/JKN/HSA/10-05-01/H/16/68-02) 3) Bernell Ncatslvu Cardiff Acuity Test Set (KKM/JKN/HSA/10-05-01/H/16/68-03) 4) Bernell Ncatslvu Cardiff Acuity Test Set (KKM/JKN/HSA/10-05-01/H/16/68-04) | SLIT LAMP CLINICAL SET | Diagnostic | Package | 12-281 | 1 | KKM/JKN/HSA/10-05-01/H/16/68 | 49999 | 49999 |  | 2026-01-01
2411 | BEMS | P0 | Shah Alam | Jabatan Oftalmologi | Klinik Oftalmologi | Scanning Systems, Laser, Optical Tomography Inclusive : 1) Laser System (KKM/JKN/HSA/10-05-01/H/16/120-01) 2) Touch Panel (KKM/JKN/HSA/10-05-01/H/16/120-02) 3) Dongle (KKM/JKN/HSA/10-05-01/H/16/120-03) 4) Printer (KKM/JKN/HSA/10-05-01/H/16/120-04) 5) Computer (KKM/JKN/HSA/10-05-01/H/16/120-05) 6) Monitor (KKM/JKN/HSA/10-05-01/H/16/120-06) 7) Computer Table (KKM/JKN/HSA/10-05-01/H/16/120-07) 8) Motorized Table (KKM/JKN/HSA/10-05-01/H/16/120-08) 9) Stool (KKM/JKN/HSA/10-05-01/H/16/120-09) 10) Isolation Transformer (KKM/JKN/HSA/10-05-01/H/16/120-10) 11) 55 Degree Lens (KKM/JKN/HSA/10-05-01/H/16/120-11) 12) Stool (KKM/JKN/HSA/10-05-01/H/16/120-12) | SPECTRAL IMAGING SYSTEM | Radiology | Package | 18-191 | 1 | KKM/JKN/HSA/10-05-01/H/16/120 | 539600 | 539600 |  | 2026-01-01
2412 | BEMS | P0 | Shah Alam | Jabatan Oftalmologi | Klinik Oftalmologi | Keratomes Inclusive : 1) Retinomax Station 3 (KKM/JKN/HSA/10-05-01/H/16/138-01) 2) Retinomax Printer (KKM/JKN/HSA/10-05-01/H/16/138-02) | KERATOMETER | Diagnostic | Package | 12-222 | 1 | KKM/JKN/HSA/10-05-01/H/16/138 | 45000 | 45000 |  | 2026-01-01
2413 | BEMS | P0 | Shah Alam | Jabatan Anestesiologi & Rawatan Kritikal | Dewan Bedah Utama (GOT) | Laparoscopes, Video Inclusive : 1) Monitor - Olympus/ OEV262H (KKM/JKN/HSA/10-05-01/H/15/985-01) 2) Monitor - Olympus/ OEV262H (KKM/JKN/HSA/10-05-01/H/15/985-02) 3) Insufflator - Olympus/ UH-14 (KKM/JKN/HSA/10-05-01/H/15/985-03) 4) Xenon Light Source - Olympus/ CLV190 (KKM/JKN/HSA/10-05-01/H/15/985-04) 5) DVD Recorder - Panasonic/ DMR-EH59 (KKM/JKN/HSA/10-05-01/H/15/985-05) 6) Camera Head - Olympus/ CH-S190-XZ-E (KKM/JKN/HSA/10-05-01/H/15/985-06) 7) Eco Pump Suction Irrigation - Olympus/ A5889 (KKM/JKN/HSA/10-05-01/H/15/985-07) 8) Trolley - KKM/JKN/HSA/10-05-01/H/15/985-08 9) Trolley - KKM/JKN/HSA/10-05-01/H/15/985-09 10) Telescope 10MM-0 Degree - Olympus/ WA53000A (KKM/JKN/HSA/10-05-01/H/15/985-10) | LAPAROSCOPE SURGERY SYSTEM | Diagnostic | Package | 18-087 | 1 | KKM/JKN/HSA/10-05-01/H/15/985 | 141560 | 141560 |  | 2026-01-01
2414 | BEMS | P0 | Shah Alam | Jabatan Anestesiologi & Rawatan Kritikal | Dewan Bedah Utama (GOT) | Laparoscopes, Video Inclusive : 1) Monitor - Olympus/ OEV262H (KKM/JKN/HSA/10-05-01/H/15/987-01) 2) Monitor - Olympus/ OEV262H (KKM/JKN/HSA/10-05-01/H/15/987-02) 3) Insufflator - Olympus/ UH-14 (KKM/JKN/HSA/10-05-01/H/15/987-03) 4) Xenon Light Source - Olympus/ CLV190 (KKM/JKN/HSA/10-05-01/H/15/987-04) 5) DVD Recorder - Panasonic/ DMR-EH59 (KKM/JKN/HSA/10-05-01/H/15/987-05) 6) Camera Head - Olympus/ CH-S190-XZ-E (KKM/JKN/HSA/10-05-01/H/15/987-06) 7) Eco Pump Suction Irrigation - Olympus/ A5889 (KKM/JKN/HSA/10-05-01/H/15/987-07) 8) Trolley - KKM/JKN/HSA/10-05-01/H/15/987-08 9) Trolley - KKM/JKN/HSA/10-05-01/H/15/987-10 | LAPAROSCOPE SURGERY SYSTEM | Diagnostic | Package | 18-087 | 1 | KKM/JKN/HSA/10-05-01/H/15/987 | 141560 | 141560 |  | 2026-01-01
2415 | BEMS | P0 | Shah Alam | Jabatan Perubatan Rehabilitasi | Klinik Rehabilitasi | Dynamometer Exercise Systems, Computerized Inclusive : 1) Computer (KKM/JKN/HSA/10-05-01/H/15/4998-01) 2) Monitor (KKM/JKN/HSA/10-05-01/H/15/4998-02) 3) Printer (KKM/JKN/HSA/10-05-01/H/15/4998-05) | B.T.E.WORKSTATION/SIMULATOR | Therapeutic | Package | 17-681 | 1 | KKM/JKN/HSA/10-05-01/H/15/4998 | 358020 | 358020 |  | 2026-01-01
2416 | BEMS | P0 | Shah Alam | Jabatan Perubatan Rehabilitasi | Klinik Rehabilitasi | Exercisers, Continuous Passive Motion Inclusive : 1)Computer (KKM/JKN/HSA/10-05-01/H/15/1064-01) 2) Monitor (KKM/JKN/HSA/10-05-01/H/15/1064-02) 3) Printer (KKM/JKN/HSA/10-05-01/H/15/1064-03) | UPPER LIMB EXERCISER - COMPUTERISED (E-LINK) | Therapeutic | Package | 11-631 | 1 | KKM/JKN/HSA/10-05-01/H/15/1064 | 113944 | 113944 |  | 2026-01-01
2417 | BEMS | P0 | Shah Alam | Jabatan Perubatan Rehabilitasi | Klinik Rehabilitasi | Exercisers, Continuous Passive Motion Inclusive : 1)Computer (KKM/JKN/HSA/10-05-01/H/15/1065-01) 2) Monitor (KKM/JKN/HSA/10-05-01/H/15/1065-02) 3) Printer (KKM/JKN/HSA/10-05-01/H/15/1065-03) | UPPER LIMB EXERCISER - COMPUTERISED (E-LINK) | Therapeutic | Package | 11-631 | 1 | KKM/JKN/HSA/10-05-01/H/15/1065 | 113944 | 113944 |  | 2026-01-01

## UPTIME
|  |  |  | >5 | 5-10 | >10
Equipments | Group | Operating Hours | Operating Hours/WK (Days) | Uptime Equipment | Uptime Equipment | Uptime Equipment
|  |  |  | < 5YRS | 5-10 YRS | >10 YRS
Therapeutics
Alternating Pressure Mattress | P | 12 | 6 | 96% | 92% | 85%
Aneasthesia Units and Vaporizers | C | 24 | 7 | 99% | 95% | 88%
Aneasthesia Ventilators | C | 24 | 7 | 99% | 95% | 88%
Aspirators | C | 24 | 7 | 99% | 95% | 88%
Defibrillators | C | 24 | 7 | 99% | 95% | 88%
Dental Equipment | P | 24 | 7 | 96% | 92% | 85%
Diathermy Units | C | 24 | 7 | 99% | 95% | 88%
Electrosurgical Units | C | 24 | 7 | 99% | 95% | 88%
Heamodialysis Units | C | 24 | 7 | 99% | 95% | 88%
Humidifiers | C | 24 | 7 | 99% | 95% | 88%
Hypo/hyperthermia Units | C | 24 | 7 | 99% | 95% | 88%
Incubators | C | 24 | 7 | 99% | 95% | 88%
Infusion controllers/pumps | C | 24 | 7 | 99% | 95% | 88%
Lasers | C | 24 | 7 | 99% | 95% | 88%
Lithotripters | C | 12 | 6 | 99% | 95% | 88%
Pacemakers | C | 24 | 7 | 99% | 95% | 88%
Peritoneal Dialysis Unit | C | 24 | 7 | 99% | 95% | 88%
Phototheraphy Units | C | 24 | 7 | 99% | 95% | 88%
Radiant Warmers | P | 24 | 7 | 96% | 92% | 85%
Radiographic Dye Injection | C | 24 | 7 | 99% | 95% | 88%
Radiotheraphy Equipments | P | 12 | 6 | 96% | 92% | 85%
Resuscitators | C | 24 | 7 | 99% | 95% | 88%
Stimulators | P | 12 | 6 | 96% | 92% | 85%
Surgical Drills and Saws | C | 24 | 7 | 99% | 95% | 88%
Surgical Tables | C | 24 | 7 | 99% | 95% | 88%
Traction Units | P | 12 | 6 | 96% | 92% | 85%
Ultrasonic Nebulizers | P | 12 | 7 | 96% | 92% | 85%
Ultrasonic Therapy | P | 12 | 6 | 96% | 92% | 85%
Ventilators | C | 24 | 7 | 99% | 95% | 88%
Ambulatory ECG Recorder and Scanners | P | 24 | 7 | 96% | 92% | 85%
Apnea Monitors | C | 24 | 7 | 99% | 95% | 88%
Blood Pressure Units (Non-invasive Inversive Electronic Units) | C | 12 | 6 | 96% | 92% | 88%
Capnographs | C | 24 | 7 | 99% | 95% | 88%
Cardiac Output Units | P | 24 | 7 | 96% | 92% | 85%
Diagnostic Radiologic Imaging Units | C | 24 | 7 | 99% | 95% | 88%
Electrocardiographs | P | 12 | 6 | 96% | 92% | 85%
Electroencephalographs | P | 12 | 6 | 96% | 92% | 85%
Electromyographs | P | 12 | 6 | 96% | 92% | 85%
Electronic Thermometers | P | 12 | 6 | 96% | 92% | 85%
Endoscopes / Bronschopes (Fiber Optic) | C | 24 | 7 | 96% | 92% | 88%
Evoked Potential Units | P | 12 | 6 | 96% | 92% | 85%
Fetal Monitors | C | 24 | 7 | 99% | 95% | 88%
Nuclear Medicine Equipments | P | 24 | 7 | 96% | 92% | 85%
Oximeters | C | 24 | 7 | 99% | 95% | 88%
Oxygen Monitors and Analysers | C | 24 | 7 | 99% | 95% | 88%
Phonocardiographs | P | 12 | 6 | 96% | 92% | 85%
Physiologic Monitoring Systems and Monitors | C | 24 | 7 | 99% | 95% | 88%
Pulmonary Function Analysers | P | 12 | 6 | 99% | 92% | 85%
Surgical Lights | C | 12 | 6 | 99% | 95% | 88%
Surgical Microscopes | C | 24 | 7 | 99% | 95% | 88%
Transcutaneous O2 and CO2 monitors | C | 24 | 7 | 99% | 95% | 88%
Treadmills | P | 12 | 6 | 96% | 92% | 85%
Ultrasound Imaging Units / Systems | P | 12 | 6 | 96% | 92% | 85%
Vector Cardiographs | P | 12 | 6 | 96% | 92% | 85%
Analysers
· Amino Acid | P | 12 | 6 | 96% | 92% | 85%
· Bilirubinometers | P | 12 | 6 | 96% | 92% | 85%
· Blood Gas | P | 12 | 6 | 96% | 92% | 85%
· Calcium | P | 12 | 6 | 96% | 92% | 85%
· Clinical Chemistry | P | 12 | 6 | 96% | 92% | 85%
· Coagulation | P | 12 | 6 | 96% | 92% | 85%
· Counter, Gamma | P | 12 | 6 | 96% | 92% | 85%
· Electrolyte | P | 12 | 6 | 96% | 92% | 85%
· Immunoassay | P | 12 | 6 | 96% | 92% | 85%
· Glucose | P | 12 | 6 | 96% | 92% | 85%
· Hematology | P | 12 | 6 | 96% | 92% | 85%
· Platelet Aggregation | P | 12 | 6 | 96% | 92% | 85%
Atomic Absorption Units | P | 12 | 6 | 96% | 92% | 85%
Automatic Blood Grouping Systems | P | 12 | 6 | 96% | 92% | 85%
Automatic Microbiological Systems | P | 12 | 6 | 96% | 92% | 85%
Blood Bank centrifuges | P | 12 | 6 | 96% | 92% | 85%
Centrifuges | P | 12 | 6 | 96% | 92% | 85%
Chromatographs Gas/Liquid | P | 12 | 6 | 96% | 92% | 85%
Cytometers | P | 12 | 6 | 96% | 92% | 85%
Electrophoresis Equipment | P | 12 | 6 | 96% | 92% | 85%
Flame Photometers | P | 12 | 6 | 96% | 92% | 85%
Microscopes | P | 12 | 6 | 96% | 92% | 85%
pH Meters | P | 12 | 6 | 96% | 92% | 85%
Spectrophotometers | P | 12 | 6 | 96% | 92% | 85%

## Public Holiday
Date | Day | Holiday
2026-01-01 | Thu | New Year's Day
2026-02-01 | Sun | Thaipusam
2026-02-17 | Tue | Chinese New Year
2026-02-18 | Wed | Chinese New Year Holiday
2026-03-07 | Sat | Nuzul Al-Quran
2026-03-21 | Sat | Hari Raya Aidilfitri
2026-03-22 | Sun | Hari Raya Aidilfitri Holiday
2026-05-01 | Fri | Labour Day
2026-05-27 | Wed | Hari Raya Haji
2026-05-31 | Sun | Wesak Day
2026-06-01 | Mon | Agong's Birthday
2026-06-17 | Wed | Awal Muharram
2026-08-25 | Tue | Prophet Muhammad's Birthday
2026-08-31 | Mon | Merdeka Day
2026-09-16 | Wed | Malaysia Day
2026-11-08 | Sun | Deepavali
2026-11-09 | Mon | Deepavali Holiday
2025-12-11 | Fri | Sultan of Selangor's Birthday
2026-12-25 | Fri | Christmas Day
2026-01-01 | Thu | New Year's Day
2023-11-12 | Sun | Deepavali
2023-11-13 | Mon | Deepavali Holiday
2023-12-11 | Mon | Sultan of Selangor's Birthday
2023-12-25 | Mon | Christmas Day
2024-01-01 | Mon | New Year
2025-01-01 | Mon | New Year's Day
2024-01-25 | Thu | Thaipusam
2024-02-10 | Sat | Chinese New Year
2024-02-11 | Sun | Chinese New Year Holiday
2024-02-12 | Mon | Chinese New Year Holiday
2024-03-28 | Thu | Nuzul Al-Quran
2024-04-10 | Wed | Hari Raya Aidilfitri
2024-04-11 | Thu | Hari Raya Aidilfitri Holiday
2024-05-01 | Wed | Labour Day
2024-05-22 | Wed | Wesak Day
2024-06-03 | Mon | Agong's Birthday
2024-06-17 | Mon | Hari Raya Haji
2024-07-07 | Sun | Awal Muharram
2024-07-08 | Mon | Awal Muharram Holiday
2024-08-31 | Sat | Merdeka Day
2024-09-16 | Mon | Prophet Muhammad's Birthday
2024-09-16 | Mon | Malaysia Day
2024-10-31 | Thu | Deepavali
2024-12-11 | Wed | Sultan of Selangor's Birthday
2024-12-25 | Wed | Christmas Day

## KDI (hidden)
Indicator No. | Indicator | Frequency of Deduction | Biomedical Equipment Purchase Cost (RM) |  | Deduction Range Value (RM) |  | Maximum Demerit Point per Work Order
|  |  | From | To
B.1 | The Company shall respond to the request within the specified time frame | Per event | 0.00 5,000.00 10,000.00 15,000.00 20,000.00 25,000.00 30,000.00 35,000.00 40,000.00 > 45,000.00 | 4,999.99 9,999.99 14,999.99 19,999.99 24,999.99 29,999.99 34,999.99 39,999.99 44,999.99 | 10.00 20.00 30.00 40.00 50.00 60.00 70.00 80.00 90.00 100.00 |  | 1
B.2 | The Company shall carry out repairs to restore faulty medical equipment to a specified condition when it fails to function as per manufacturer’s specification within seven (7) working days. | Per day | 0.00 5,000.00 10,000.00 15,000.00 20,000.00 25,000.00 30,000.00 35,000.00 40,000.00 > 45,000.00 | 4,999.99 9,999.99 14,999.99 19,999.99 24,999.99 29,999.99 34,999.99 39,999.99 44,999.99 | 10.00 20.00 30.00 40.00 50.00 60.00 70.00 80.00 90.00 100.00 |  | Number of working days for the month
B.3 | The Company shall carry out scheduled maintenance as per schedule in accordance to the procedure as specified in Agreement. Scheduled maintenance shall include complete safety and performance tests. | Per event | 0.00 5,000.00 10,000.00 15,000.00 20,000.00 25,000.00 30,000.00 35,000.00 40,000.00 45,000.00 | 4,999.99 9,999.99 14,999.99 19,999.99 24,999.99 29,999.99 34,999.99 39,999.99 44,999.99 49,999.99 | 10.00 20.00 30.00 40.00 50.00 60.00 70.00 80.00 90.00 100.00 |  | 1
For every RM 5,000 increment of equipment cost, an increase of RM10 will be applied subsequently
B.4 | The Company shall ensure biomedical equipment meets the uptime target as set in the Agreement. | Per event |  |  | 1st level of Uptime Target (TRKPI) | 2nd level of Uptime Target (80%) | 2
|  |  | 0.00 5,000.00 10,000.00 15,000.00 20,000.00 25,000.00 30,000.00 35,000.00 40,000.00 45,000.00 | 4,999.99 9,999.99 14,999.99 19,999.99 24,999.99 29,999.99 34,999.99 39,999.99 44,999.99 49,999.99 | 10.00 20.00 30.00 40.00 50.00 60.00 70.00 80.00 90.00 100.00 | 20.00 40.00 60.00 80.00 100.00 120.00 140.00 160.00 180.00 200.00
For every RM 5,000 increment of equipment cost, an increase of RM10 will be applied subsequently for 1st Uptime Target and an increase of RM20 for 2nd Uptime Target will be applied subsequently
B.5 | The Company shall attend and witness T&C and manage biomedical equipment within the warranty period. | Per event | 0.00 5,000.00 10,000.00 15,000.00 20,000.00 25,000.00 30,000.00 35,000.00 40,000.00 45,000.00 | 4,999.99 9,999.99 14,999.99 19,999.99 24,999.99 29,999.99 34,999.99 39,999.99 44,999.99 49,999.99 | 10.00 20.00 30.00 40.00 50.00 60.00 70.00 80.00 90.00 100.00 |  | 1
For every RM 5,000 increment of equipment cost, an increase of RM10 will be applied subsequently

## KDI 2
Indicator No. | Indicator | Frequency of Deduction | Biomedical Equipment Purchase Cost (RM) |  | Deduction Range Value (RM) |  | Maximum Demerit Point per Work Order
|  |  | From | To
B.1 | The Company shall respond to the request within the specified time frame | Per event | 0.00 5,000.00 10,000.00 15,000.00 20,000.00 25,000.00 30,000.00 35,000.00 40,000.00 > 45,000.00 | 4,999.99 9,999.99 14,999.99 19,999.99 24,999.99 29,999.99 34,999.99 39,999.99 44,999.99 | 10.00 20.00 30.00 40.00 50.00 60.00 70.00 80.00 90.00 100.00 |  | 1
B.2 | The Company shall carry out repairs to restore faulty medical equipment to a specified condition when it fails to function as per manufacturer’s specification within seven (7) working days. | Per day | 0.00 5,000.00 10,000.00 15,000.00 20,000.00 25,000.00 30,000.00 35,000.00 40,000.00 > 45,000.00 | 4,999.99 9,999.99 14,999.99 19,999.99 24,999.99 29,999.99 34,999.99 39,999.99 44,999.99 | 10.00 20.00 30.00 40.00 50.00 60.00 70.00 80.00 90.00 100.00 |  | Number of working days for the month
B.3 | The Company shall carry out scheduled maintenance as per schedule in accordance to the procedure as specified in Agreement. Scheduled maintenance shall include complete safety and performance tests. | Per event | 0.00 5,000.00 10,000.00 15,000.00 20,000.00 25,000.00 30,000.00 35,000.00 40,000.00 45,000.00 | 4,999.99 9,999.99 14,999.99 19,999.99 24,999.99 29,999.99 34,999.99 39,999.99 44,999.99 49,999.99 | 10.00 20.00 30.00 40.00 50.00 60.00 70.00 80.00 90.00 100.00 |  | 1
For every RM 5,000 increment of equipment cost, an increase of RM10 will be applied subsequently
B.4 | The Company shall ensure biomedical equipment meets the uptime target as set in the Agreement. | Per event |  |  | 1st level of Uptime Target (TRKPI) | 2nd level of Uptime Target (80%) | 2
|  |  | 0.00 5,000.00 10,000.00 15,000.00 20,000.00 25,000.00 30,000.00 35,000.00 40,000.00 45,000.00 | 4,999.99 9,999.99 14,999.99 19,999.99 24,999.99 29,999.99 34,999.99 39,999.99 44,999.99 49,999.99 | 10.00 20.00 30.00 40.00 50.00 60.00 70.00 80.00 90.00 100.00 | 20.00 40.00 60.00 80.00 100.00 120.00 140.00 160.00 180.00 200.00
For every RM 5,000 increment of equipment cost, an increase of RM10 will be applied subsequently for 1st Uptime Target and an increase of RM20 for 2nd Uptime Target will be applied subsequently
B.5 | The Company shall attend and witness T&C and manage biomedical equipment within the warranty period. | Per event | 0.00 5,000.00 10,000.00 15,000.00 20,000.00 25,000.00 30,000.00 35,000.00 40,000.00 45,000.00 | 4,999.99 9,999.99 14,999.99 19,999.99 24,999.99 29,999.99 34,999.99 39,999.99 44,999.99 49,999.99 | 10.00 20.00 30.00 40.00 50.00 60.00 70.00 80.00 90.00 100.00 |  | 1
For every RM 5,000 increment of equipment cost, an increase of RM10 will be applied subsequently

## BEMSdar
MINISTRY OF HEALTH
Deduction Mapping Report Biomedical Engineering Maintenance Services (BEMS)
|  |  | HOSPITAL NAME : | HOSPITAL SHAH ALAM | State: | SELANGOR
|  |  | MONTH/YEAR : | 2026-03-01 | Company: | Ambang Wira Sdn Bhd
|  |  | Monthly Service Fee (RM): | 361632.64
|  |  | Monthly Service Fee for BEMS (RM) @ 97.5%: | 352591.824
|  |  | Monthly Service Fee for FMS (RM) @ 2.5%: | 9040.816
No | Key Deduction Indicators |  |  |  | Frequency |  | Deduction Value (RM) | Deduction % | Performance Level (%)
B.1 | All service requests shall be responded by the Company’s trained technical personal within the timeframe as stipulated in the Agreement. |  |  |  | Per event |  | 0 | 0 | 100
B.2 | All unscheduled maintenance works including relevant maintenance calibration, safety tests and functional checks shall be completed within seven (7) working days. |  |  |  | Per day |  | 8670 | 2.4589 | 97.5411
B.3 | Scheduled maintenance shall be carried out as per schedule and according to the procedure as specified in the Agreement. Scheduled maintenance shall include complete safety and performance tests. |  |  |  | Per event |  | 0 | 0 | 100
B.4 | All biomedical equipment shall be functioning and maintained to ensure uptime target as specified in the TRKPI are met. |  |  |  | Per event |  | 830 | 0.2354 | 99.7646
B.5 | T&C and Warranty Management of newly introduced biomedical shall be managed and performed according to the Agreement and related acts, standards and regulations. |  |  |  | Per event |  | 0 | 0 | 100
Total | [6 empty] | 9500 | 2.627 | 97.373
|  | Prepared by: |  |  | Verified by:
|  | NOR JALILAH BINTI JUMAHAT |  |  | MOHD SALLEH B. MAT SAHAT
|  | Head of BEMS |  |  | Facility Manager
|  | Ambang Wira Sdn Bhd- Hospital Shah Alam |  |  | Ambang Wira Sdn Bhd- Hospital Shah Alam
|  | Date: |  |  | Date:

## B1-RESPONSE & B2-REPAIR
MINISTRY OF HEALTH
Deduction Mapping Report Biomedical Engineering Maintenance Services (BEMS)
INDICATOR B.1 RESPONSE TIME & B.2 REPAIR TIME
| HOSPITAL NAME : | HOSPITAL SHAH ALAM | [8 empty] | FIRST DATE OF THE MONTH : |  | 2026-03-01
| STATE : | SELANGOR | [8 empty] | LAST DATE OF THE MONTH : |  | 2026-03-31
| COMPANY : | AMBANG WIRA SDN BHD | [8 empty] | BEMS MONTHLY FEE (RM) @ 97.5% : |  | 352591.824
| MONTH/YEAR : | 2026-03-01 | [8 empty] | FMS MONTHLY FEE (RM) @ 2.5% : |  | 9040.816
Notes:
1) Deduction Ringgit Equivalent is based on Appendix 11 of the Agreement, Section B3 Key Deduction Indicators for BEMS
2) Deduction Value for Indicator B.1 is Deduction Ringgit Equivalent (per event)
3) Total Repair Time includes weekend & public holiday
4) Demerit Point for Indicator B.2 is calculated based on completion date against request date, less by 7 working days
5) Deduction Value for Indicator B.2 is Demerit Point multiply by Deduction Ringgit Equivalent
No | Asset No | Asset Description | Asset Purchase Price (RM) | Work Order No. | User Location | Work Order/ Complaint Details | Response Category (Emergency/ Normal) | Total Response Time (minutes) | Work Request Date | Work Completion Date | Deduction Ringgit Equivalent (RM) | Indicator B.1 |  |  | Indicator B.2
[12 empty] | Validate Status (Y/N) | Deduction Value (RM) | Remarks/ Exemption | Validate Status (Y/N) | Total Repair Time (day) | Last date of 7 working days (dd/mm/yy) | Demerit Point | Deduction Value (RM) | Remarks/ Exemption
Current Month (Work Order Closed)
1 | KKM/JKN/HSA/10-05-01/H/15/1121 | DENTAL CHAIR, OFFICER | 69000 | HSASWIBE26011783 | Klinik Bedah Mulut & Klinik Pergigian Pediatrik | DENTAL CHAIR TIDAK BERFUNGSI DENGAN BAIK DI BILIK 4 KLINIK DENTAL (H/15/1121) | NORMAL | 0 days, 0 hrs, 16 mins | 2026-03-02 10:59 | 2026-03-02 | 100 | N | 0 |  | N | 0.54236 | 2026-03-11 | 0 | 0 | BD
2 | KKM/JKN/HSA/10-05-01/H/15/3629 | VENTILATOR FOR NEONATES & INFANTS | 53000 | HSASWIBE26011786 | Unit Rawatan Rapi Neonatal (NICU) | OKSIGEN SENSOR VENTILATOR TIDAK BERFUNGSI DI WAD NICU (H/15/3621) | NORMAL | 0 days, 0 hrs, 07 mins | 2026-03-02 12:05 | 2026-03-02 | 100 | N | 0 |  | N | 0.49653 | 2026-03-11 | 0 | 0 | BD
3 | KKM/JKN/HSA/10-05-01/H/18/127 | ECG (EKG) MACHINE | 12000 | HSASWIBE26011787 | Jabatan Kecemasan & Trauma (ED) | MESIN ECG TIDAK BERFUNGSI DENGAN BAIK DI BILIK NO.6 GREENZONE ED (H/18/127) | NORMAL | 0 days, 0 hrs, 17 mins | 2026-03-02 12:33 | 2026-03-02 | 30 | N | 0 |  | N | 0.47708 | 2026-03-11 | 0 | 0 | BD
4 | KKM/JKN/HSA/10-05-01/R/15/7037 | SCALES BABY DIGITAL/ELECTRONIC W/MEASURE | 1500 | HSASWIBE26011866 | WAD 8A (Wad Obstetrik & Ginekologi 8A) | INFANT/ BABY SCALER (R/15/7037): PENIMBANG BABY TIDAK BOLEH ON DI BILIK BABY WAD 8A | NORMAL | 0 days, 0 hrs, 19 mins | 2026-03-03 07:11 | 2026-03-14 | 10 | N | 0 |  | N | 11.7007 | 2026-03-12 | 0 | 0 | BD
5 | KKM/JKN/HSA/10-05-01/H/22/146 | DEFIBRILLATOR | 27500 | HSASWIBE26011868 | Wad Perubatan Lelaki 10A | DEFIBRILLATOR (H/22/146): MESIN DEFIB TIDAK BERFUNGSI DENGAN BAIK- GRAF BACAAN ECG TIDAK JELAS DI WAD 10A | NORMAL | 0 days, 0 hrs, 24 mins | 2026-03-03 08:06 | 2026-03-03 | 60 | N | 0 |  | N | 0.6625 | 2026-03-12 | 0 | 0 | BD
6 | KKM/JKN/HSA/10-05-10/H/21/204 | ECG MACHINE | 4200 | HSASWIBE26011980 | Unit Rawatan Rapi (ICU) | ECG MACHINE (H/21/204)-MONITOR DISPLAY TIDAK KELUAR WAVE DI ICU | NORMAL | 0 days, 0 hrs, 40 mins | 2026-03-03 16:18 | 2026-03-03 | 10 | N | 0 |  | N | 0.32083 | 2026-03-12 | 0 | 0 | BD
7 | KKM/JKN/HSA/10-05-01/H/15/1616 | VENTILATOR HIGH FREQUENCY NEONATE | 64000 | HSASWIBE26011998 | Unit Rawatan Rapi Neonatal (NICU) | INFANT VENTILATOR (H/15/1616): OKSIGEN SENSOR ROSAK DI NICU | NORMAL | 0 days, 0 hrs, 07 mins | 2026-03-04 08:53 | 2026-03-04 | 100 | N | 0 |  | N | 0.62986 | 2026-03-13 | 0 | 0 | BD
8 | KKM/JKN/HSA/10-05-01/H/23/42 | X-RAY CARM | 332177.94 | HSASWIBE26012023 | Dewan Bedah Utama (GOT) | XRAY CARM (H/23/42): MOBILE C ARM HANDSWITCH HOLDER ROSAK DI GOT | NORMAL | 0 days, 0 hrs, 17 mins | 2026-03-04 11:53 | 2026-03-04 | 100 | N | 0 |  | N | 0.50486 | 2026-03-13 | 0 | 0 | BD
9 | KKM/JKN/HSA/10-05-01/H/15/2087 | MONITOR 4 CH, ECG/RR/NIBP/SP02/TEMP | 9000 | HSASWIBE26012027 | Jabatan Kecemasan & Trauma (ED) | SPO2 PROB PUTUS DI KATIL 2 RESUS ED | NORMAL | 0 days, 0 hrs, 40 mins | 2026-03-04 14:50 | 2026-03-04 | 20 | N | 0 |  | N | 0.38194 | 2026-03-13 | 0 | 0 | BD
10 | KKM/JKN/HSA/10-05-01/H/20/179 | SPOT VITAL SIGN (NIBP) | 6500 | HSASWIBE26012033 | Wad 13 (VIP) | Asset Name: Patient Monitor No asset : H/20/179 Description: Spo2 probe tidak dapat bacaan Location: Wad 13 | NORMAL | 0 days, 0 hrs, 33 mins | 2026-03-04 17:07 | 2026-03-04 | 20 | N | 0 |  | N | 0.28681 | 2026-03-13 | 0 | 0 | BD
11 | KKM/JKN/HSA/10-05-01/H/15/4261 | LASER DIODE(RED) PHOTOCOAGULATOR | 125347 | HSASWIBE26012070 | Klinik Oftalmologi (OPHTHAL CLINIC) | LASER DIODE (RED) PHOTOCOAGULATION (H/15/4261): CERMIN MESIN LASER TERCABUT DI KLINIK MATA | NORMAL | 0 days, 0 hrs, 12 mins | 2026-03-05 16:08 | 2026-03-05 | 100 | N | 0 |  | N | 0.32778 | 2026-03-16 | 0 | 0 | BD
12 | KKM/JKN/HSA/10-05-01/H/23/8 | ULTRASOUND SCANNER | 97500 | HSASWIBE26012073 | PAC | MESIN ULTRASOUND TIDAK BERFUNGSI DENGAN BAIK DI PAC 3 (H/23/8) | NORMAL | 0 days, 0 hrs, 34 mins | 2026-03-05 20:26 | 2026-03-05 | 100 | N | 0 |  | N | 0.14861 | 2026-03-16 | 0 | 0 | BD
13 | KKM/JKN/HSA/10-05-01/R/15/7030 | SCALES BABY DIGITAL/ELECTRONIC W/MEASURE | 1500 | HSASWIBE26014874 | Unit Rawatan Rapi Neonatal (NICU) | LAMPU KOLIMETER TIDAK MENYALA DI BILIK NO.3 JABATAN XRAY (H/15/4874) | NORMAL | 0 days, 0 hrs, 59 mins | 2026-03-06 03:01 | 2026-03-06 | 10 | N | 0 |  | N | 0.87431 | 2026-03-17 | 0 | 0 | BD
14 | KKM/JKN/HSA/10-05-01/H/15/5008 | MONITOR MODULAR 8-CH ECG/RR/NIBP/SP02/2TEMP/2IBP | 32900 | HSASWIBE26012092 | Jabatan Kecemasan & Trauma (ED) | REQUEST 1 UNIT BP CUFF ADULT & CONNECTION MONITOR (BESI) DI REDZONE ED | NORMAL | 0 days, 0 hrs, 12 mins | 2026-03-06 15:58 | 2026-03-06 | 70 | N | 0 |  | N | 0.33472 | 2026-03-17 | 0 | 0 | BD
15 | KKM/JKN/HSA/10-05-01/H/21/264 | ECG MACHINE | 12000 | HSASWIBE26012093 | Jabatan Kecemasan & Trauma (ED) | REQUEST BULB ECG (BIRU) REDZONE ED | NORMAL | 0 days, 1 hrs, 27 mins | 2026-03-06 16:03 | 2026-03-06 | 30 | N | 0 |  | N | 0.33125 | 2026-03-17 | 0 | 0 | BD
16 | KKM/JKN/HSA/10-05-10/H/21/109 | INFANT VENTILATOR | 55000 | HSASWIBE26012095 | Unit Rawatan Rapi Neonatal (NICU) | INFANT VENTILATOR (H/21/109): OKSIGEN SENSOR FAIL DI NICU | NORMAL | 0 days, 1 hrs, 35 mins | 2026-03-06 17:05 | 2026-03-06 | 100 | N | 0 |  | N | 0.28819 | 2026-03-17 | 0 | 0 | BD
17 | KKM/JKN/HSA/10-05-01/H/15/2544 | COMPUTED TOMOGRAPHY | 2100000 | HSASWIBE26012097 | Jabatan Pengimejan & Diagnostik | BUTTON GENTRY TIDAK MENYALA DI JABATAN RADIOLOGI XRAY (H/15/2544) | NORMAL | 0 days, 0 hrs, 33 mins | 2026-03-06 19:27 | 2026-03-06 | 100 | N | 0 |  | N | 0.18958 | 2026-03-17 | 0 | 0 | BD
18 | KKM/JKN/HSA/10-05-01/H/15/2130 | MONITOR 4 CH, ECG/RR/NIBP/SP02/TEMP | 9000 | HSASWIBE26012110 | WAD 10A (Wad Perubatan Lelaki 10A) | BP PROBE TIDAK BERFUNGSI DENGAN BAIK DI WAD 10A | NORMAL | 0 days, 0 hrs, 7 mins | 2026-03-07 13:28 | 2026-03-07 | 20 | N | 0 |  | N | 0.43889 | 2026-03-17 | 0 | 0 | BD
19 | KKM/JKN/HSA/10-05-01/H/15/440 | PUMP SYRINGE BASIC DOSE RATE (STAND ALONE) | 4300 | HSASWIBE26012111 | Jabatan Kecemasan & Trauma (ED) | Asset Name: Syringe pump No asset : H/15/440 Description: Unit tidak boleh dicharge Location: ED | NORMAL | 0 days, 1 hrs, 9 mins | 2026-03-07 13:31 | 2026-03-07 | 10 | N | 0 |  | N | 0.43681 | 2026-03-17 | 0 | 0 | BD
20 | KKM/JKN/HSA/10-05-01/H/15/442 | PUMP SYRINGE BASIC DOSE RATE (STAND ALONE) | 4300 | HSASWIBE26012112 | Jabatan Kecemasan & Trauma (ED) | Asset Name: Syringe pump No asset : H/15/442 Description: Unit tidak boleh dicharge Location: ED | NORMAL | 0 days, 1 hrs, 38 mins | 2026-03-07 13:32 | 2026-03-07 | 10 | N | 0 |  | N | 0.43611 | 2026-03-17 | 0 | 0 | BD
21 | KKM/JKN/HSA/10-05-01/H/15/2139 | MONITOR 4 CH, ECG/RR/NIBP/SP02/TEMP | 9000 | HSASWIBE26012117 | WAD 8A (Wad Obstetrik & Ginekologi 8A) | SPO2 TIDAK BERFUNGSI DENGAN BAIK (H/15/2139) WAD 8A | NORMAL | 0 days, 0 hrs, 16 mins | 2026-03-08 09:14 | 2026-03-08 | 20 | N | 0 |  | N | 0.61528 | 2026-03-17 | 0 | 0 | BD
22 | KKM/JKN/HAS/10-05-01/H/20/180 | Monitors, Physiologic, Vital Signs | 6500 | HSASWIBE26012118 | Wad Obstetrik & Ginekologi 8A | SPO2 TIDAK BERFUNGSI DENGAN BAIK (H/20/180) WAD 8A | NORMAL | 0 days, 1 hrs, 19 mins | 2026-03-08 09:16 | 2026-03-08 | 20 | N | 0 |  | N | 0.61389 | 2026-03-17 | 0 | 0 | BD
23 | KKM/JKN/HSA/10-05-01/H/15/2131 | MONITOR 4 CH, ECG/RR/NIBP/SP02/TEMP | 9000 | HSASWIBE26012121 | WAD 10A (Wad Perubatan Lelaki 10A) | MESIN BP TIDAK BOLEH TEKAN DI WAD 10A (H/15/2131) | NORMAL | 0 days, 1 hrs, 26 mins | 2026-03-08 10:04 | 2026-03-08 | 20 | N | 0 |  | N | 0.58056 | 2026-03-17 | 0 | 0 | BD
24 | KKM/JKN/HSA/10-05-01/H/15/1056 | MONITOR MODULAR 8-CH ECG/RR/NIBP/SP02/2TEMP/2IBP | 32900 | HSASWIBE26012126 | Dewan Bedah Utama (GOT) | CABLE ECG HAMPIR PUTUS DI GOT (H/15/1056) | NORMAL | 0 days, 0 hrs, 45 mins | 2026-03-08 13:45 | 2026-03-08 | 70 | N | 0 |  | N | 0.42708 | 2026-03-17 | 0 | 0 | BD
25 | KKM/JKN/HSA/10-05-01/H/23/55 | INFANT WARMER | 19266 | HSASWIBE26012133 | Wad Obstetrik & Ginekologi 8A | BABY WARMER TEMPERATURE HIGH DI WAD 8B (H/23/55) | NORMAL | 0 days, 0 hrs, 41 mins | 2026-03-09 06:49 | 2026-03-26 | 40 | N | 0 |  | N | 17.716 | 2026-03-18 | 0 | 0 | BD
26 | KKM/JKN/HSA/10-05-01/R/23/4 | PORTABLE FETAL DOPPLER | 1700 | HSASWIBE26012134 | Dewan Bedah Bersalin (MOT) | DAPTONE BATTERY TIDAK BERFUNGSI DENGAN BAIK DI MOT (R/23/4) | NORMAL | 0 days, 1 hrs, 11 mins | 2026-03-09 08:49 | 2026-03-09 | 10 | N | 0 |  | N | 0.63264 | 2026-03-18 | 0 | 0 | BD
27 | KKM/JKN/HSA/10-05-01/H/15/2446 | WARMER, CONVECTIVE AIR | 6560 | HSASWIBE26012136 | Dewan Bedah Utama (GOT) | WARMER PATIENT TIDAK BERFUNGSI DENGAN BAIK DI RECOVERY GOT | NORMAL | 0 days, 0 hrs, 20 mins | 2026-03-09 08:55 | 2026-03-09 | 20 | N | 0 |  | N | 0.62847 | 2026-03-18 | 0 | 0 | BD
28 | KKM/JKN/HSA/10-05-01/H/15/4872 | RADIOGRAPHY UNIT (IVU) | 554438.3 | HSASWIBE26012163 | Jabatan Pengimejan & Diagnostik | MESIN XRAY TIDAK BERFUNGSI DENGAN BAIK DI XRAY (H/15/4872) | NORMAL | 0 days, 0 hrs, 9 mins | 2026-03-09 12:21 | 2026-03-09 | 100 | N | 0 |  | N | 0.48542 | 2026-03-18 | 0 | 0 | BD
29 | KKM/JKN/HSA/10-05-01/H/15/2168 | MONITOR 4 CH, ECG/RR/NIBP/SP02/TEMP | 9000 | HSASWIBE26012164 | LEVEL 6 (Wad Multidisiplin Perempuan) | MESIN BP TIDAK BOLEH SETTING DI WAD ARAS 6 | NORMAL | 0 days, 0 hrs, 04mins | 2026-03-09 12:56 | 2026-03-09 | 20 | N | 0 |  | N | 0.46111 | 2026-03-18 | 0 | 0 | BD
30 | KKM/JKN/HSA/10-05-01/H/21/6 | VENTILATOR | 63000 | HSASWIBE26012172 | Unit Rawatan Rapi (ICU) | VENTILATOR TIDAK BOLEH OFF DI ICU | NORMAL | 0 days, 0 hrs, 18 mins | 2026-03-09 16:12 | 2026-03-09 | 100 | N | 0 |  | N | 0.325 | 2026-03-18 | 0 | 0 | BD
31 | KKM/JKN/HSA/10-05-01/H/15/2533 | X-RAY C-ARM 9" | 210000 | HSASWIBE26012329 | Dewan Bedah Utama (GOT) | MESIN MOBILE C ARM TIDAK BOLEH ON DI GOT | NORMAL | 0 days, 0 hrs, 15 mins | 2026-03-10 00:55 | 2026-03-10 | 100 | N | 0 |  | N | 0.96181 | 2026-03-19 | 0 | 0 | BD
32 | KKM/JKN/HSA/10-05-01/H/15/2453 | ULTRASOUND UNIT COLOR CARDIAC | 182500 | HSASWIBE26012337 | Jabatan Perubatan Am | MESIN ULTRASOUND SCANNER TIDAK BERFUNGSI DENGAN BAIK DI MOPD (H/15/2453) | NORMAL | 0 days, 0 hrs, 20 mins | 2026-03-10 08:50 | 2026-03-10 | 100 | N | 0 |  | N | 0.63194 | 2026-03-19 | 0 | 0 | BD
33 | KKM/JKN/HSA/10-05-01/H/15/2542 | COMPUTER RADIOGRAPHY (MULTI LOADER & WORKSTATION) | 125000 | HSASWIBE26012691 | Jabatan Pengimejan & Diagnostik | MESIN CR2 TIDAK BOLEH EJECT CASSETTE DI JABATAN XRAY (H/15/2542) | NORMAL | 0 days, 0 hrs, 15 mins | 2026-03-11 10:30 | 2026-03-18 | 100 | N | 0 |  | N | 7.5625 | 2026-03-20 | 0 | 0 | BD
34 | KKM/JKN/HSA/10-05-01/H/15/2533 | X-RAY C-ARM 9" | 210000 | HSASWIBE26012692 | Dewan Bedah Utama (GOT) | DR BUTTON MOBILE C-ARM ROSAK DI OT7 GOT (H/15/2533) | NORMAL | 0 days, 0 hrs, 13 mins | 2026-03-14 | 2026-03-14 | 100 | N | 0 |  | N | 1 | 2026-03-24 | 0 | 0 | BD
35 | KKM/JKN/HSA/10-05-01/H/23/36 | INFANT INCUBATOR | 49000 | HSASWIBE26012712 | WAD 8B (Wad Obstetrik & Ginekologi 8B) | INCUBATOR BABY TIDAK PANAS DI WAD 8B (H/23/3605) | NORMAL | 0 days, 0 hrs, 20 mins | 2026-03-11 17:40 | 2026-03-31 | 100 | N | 0 |  | N | 20.2639 | 2026-03-20 | 0 | 0 | BD
36 | KKM/JKN/HSA/10-05-01/H/15/4036 | DIALYZER REPROCESSING SYSTEM | 48000 | HSASWIBE26012721 | Unit Hemodialisis (HDU) | MESIN REPROSSESING TIDAK BOLEH TEST DI HEMODIALYSIS (H/15/4036) | NORMAL | 0 days, 0 hrs, 09 mins | 2026-03-12 08:51 | 2026-03-31 | 100 | N | 0 |  | N | 19.6312 | 2026-03-23 | 0 | 0 | BD
37 | KKM/JKN/HSA/10-05-01/H/15/2542 | COMPUTER RADIOGRAPHY (MULTI LOADER & WORKSTATION) | 125000 | HSASWIBE26012733 | Jabatan Pengimejan & Diagnostik | MESIN CR2 TIDAK BOLEH EJECT CASSETTE DI JABATAN XRAY (H/15/2542) | NORMAL | 0 days, 0 hrs, 12 mins | 2026-03-12 14:58 | 2026-03-18 | 100 | N | 0 |  | N | 6.3764 | 2026-03-23 | 0 | 0 | BD
38 | KKM/JKN/HSA/10-05-01/H/22/87 | VENTILATOR | 100000 | HSASWIBE26012741 | Unit Rawatan Rapi (ICU) | MESIN VENTILATOR KELUAR AUTO LOW DI WAD ICU (H/22/87) | NORMAL | 0 days, 0 hrs, 35 mins | 2026-03-12 17:25 | 2026-03-12 | 100 | N | 0 |  | N | 0.27431 | 2026-03-23 | 0 | 0 | BD
39 | KKM/JKN/HSA/10-05-01/H/15/1056 | MONITOR MODULAR 8-CH ECG/RR/NIBP/SP02/2TEMP/2IBP | 32900 | HSASWIBE26012750 | Dewan Bedah Utama (GOT) | 2 UNIT BP CUFF ADULT ROSAK DI RECOVERY GOT | NORMAL | 0 days, 0 hrs, 58 mins | 2026-03-13 07:42 | 2026-03-13 | 70 | N | 0 |  | N | 0.67917 | 2026-03-24 | 0 | 0 | BD
40 | KKM/JKN/HSA/10-05-01/H/21/110 | SECHRIST VENTILATOR | 24365.25 | HSASWIBE26012784 | Jabatan Kecemasan & Trauma (ED) | MESIN SECHIRIST VENTILATOR TIDAK BERFUNGSI DENGAN BAIK (KELUAR E74) DI RESAS (H/21/110) | NORMAL | 0 days, 0 hrs, 30 mins | 2026-03-13 23:30 | 2026-03-13 | 50 | N | 0 |  | N | 0.020833 | 2026-03-24 | 0 | 0 | BD
41 | KKM/JKN/HSA/10-05-01/H/15/3666 | DEFIBRILLATOR W/INTERNAL/EXT PADDLES/PACEMAKER | 14250 | HSASWIBE26012799 | WAD 10B (Wad Perubatan Perempuan 10B) | DEFIBRILLATOR(H/15/3666): CARDIAC MONITOR TIDAK BOLEH PRINT DI WAD 10B | NORMAL | 0 days, 0 hrs, 31 mins | 2026-03-15 08:14 | 2026-03-15 | 30 | N | 0 |  | N | 0.65694 | 2026-03-24 | 0 | 0 | BD
42 | KKM/JKN/HSA/10-05-01/H/15/483 | INCUBATOR INFANT INTENSIVE CARE | 24000 | HSASWIBE26012801 | Unit Rawatan Rapi Neonatal (NICU) | INFANT INCUBATOR (H/15/483) : TERDAPAT BAHAGIAN (PART) YANG PATAH TEPI PINTU INCUBATOR DI RHU NICU | NORMAL | 0 days, 0 hrs, 15 mins | 2026-03-15 11:45 | 2026-03-15 | 50 | N | 0 |  | N | 0.51042 | 2026-03-24 | 0 | 0 | BD
43 | KKM/JKN/HSA/10-05-01/H/16/49 | BIOMED OXYGEN BLENDED COMPLETE SET | 5580 | HSASWIBE26012803 | Unit Rawatan Rapi Neonatal (NICU) | MESIN HSNC-AIR CONNECTED PROBLEM DI RHU NICU | NORMAL | 0 days, 0 hrs, 18 mins | 2026-03-15 14:57 | 2026-03-17 | 20 | N | 0 |  | N | 2.3771 | 2026-03-24 | 0 | 0 | BD
44 | KKM/JKN/HSA/10-05-01/H/20/270 | PATIENT MONITORING EQUIPMENT | 19200 | HSASWIBE26012815 | Jabatan Anestesiologi & Rawatan Kritikal | Asset Name: Patient Monitor No asset : H/20/270 Description: Powercord Faulty Location: GOT Sn: FH-51016107 | NORMAL | 0 days, 0 hrs, 15 mins | 2026-03-16 09:15 | 2026-03-16 | 40 | N | 0 |  | N | 0.61458 | 2026-03-25 | 0 | 0 | BD
45 | KKM/JKN/HSA/10-05-01/R/15/7025 | SCALES BABY DIGITAL/ELECTRONIC W/MEASURE | 1500 | HSASWIBE26012872 | Dewan Bersalin (LDU) | Asset : Baby scale No asset : R/15/7025 Problem : adapter rosak Location : LDU | NORMAL | 0 days, 0 hrs, 4 mins | 2026-03-16 10:36 | 2026-03-16 | 10 | N | 0 |  | N | 0.55833 | 2026-03-25 | 0 | 0 | BD
46 | KKM/JKN/HSA/10-05-01/R/15/7038 | SCALES BABY DIGITAL/ELECTRONIC W/MEASURE | 1500 | HSASWIBE26012942 | WAD 8B (Wad Obstetrik & Ginekologi 8B) | Asset : Baby scale No asset : R/15/7038 Problem : adapter rosak Location : Ward 8B | NORMAL | 0 days, 0 hrs, 1 mins | 2026-03-16 10:54 | 2026-03-16 | 10 | N | 0 |  | N | 0.54583 | 2026-03-25 | 0 | 0 | BD
47 | KKM/JKN/HSA/10-05-01/H/15/4999 | X-RAY UNIT MOBILE | 105500 | HSASWIBE26013496 | Jabatan Pengimejan & Diagnostik | MESIN MOBILE XRAY: KEPALA TUBE XRAY LOOSE DI NICU (H/15/4003) | NORMAL | 0 days, 0 hrs, 12 mins | 2026-03-16 15:58 | 2026-03-16 | 100 | N | 0 |  | N | 0.33472 | 2026-03-25 | 0 | 0 | BD
48 | KKM/JKN/HSA/10-05-01/H/15/874 | CENTRAL STATION, CCU | 73700 | HSASWIBE26013504 | Unit Rawatan Koronari (CCU) | Asset: CMS No asset: H/15/874 Sn: V-45109264 Problem: setup new printer Location: CCU | NORMAL | 0 days, 0 hrs, 06 mins | 2026-03-16 22:16 | 2026-03-16 | 100 | N | 0 |  | N | 0.072222 | 2026-03-25 | 0 | 0 | BD
49 | KKM/JKN/HSA/10-05-01/H/15/947 | MONITOR PRE-CONFIG 6-CH ECG/RR/SP02/NIBP/2TEMP/2IBP/LETHAL ARRHYTH | 31000 | HSASWIBE26013505 | Unit Rawatan Koronari (CCU) | SPO2 PROBE TIDAK BOLEH BACA DI CCU | NORMAL | 0 days, 0 hrs, 08 mins | 2026-03-16 23:52 | 2026-03-16 | 70 | N | 0 |  | N | 0.0055556 | 2026-03-25 | 0 | 0 | BD
50 | KKM/JKN/HSA/10-05-01/H/15/5010 | MONITOR MODULAR 8-CH ECG/RR/NIBP/SP02/2TEMP/2IBP | 32900 | HSASWIBE26013510 | Jabatan Kecemasan & Trauma (ED) | PATIENT MONITOR (H/15/5010): SPO2 PROB TIDAK BERFUNGSI DENGAN BAIK DI KATIL 2 ZONE MERAH ED | NORMAL | 0 days, 0 hrs, 17 mins | 2026-03-17 09:23 | 2026-03-17 | 70 | N | 0 |  | N | 0.60903 | 2026-03-26 | 0 | 0 | BD
51 | KKM/JKN/HSA/10-05-01/H/15/2095 | MONITOR 4 CH, ECG/RR/NIBP/SP02/TEMP | 9000 | HSASWIBE26013822 | Jabatan Kecemasan & Trauma (ED) | Asset Name: Patient Monitor No asset : H/15/2095 Description: BP tidak dapat bacaan di red zone Location: ED | NORMAL | 0 days, 0 hrs, 30 mins | 2026-03-17 17:30 | 2026-03-17 | 20 | N | 0 |  | N | 0.27083 | 2026-03-26 | 0 | 0 | BD
52 | KKM/JKN/HSA/10-05-01/H/15/2107 | MONITOR 4 CH, ECG/RR/NIBP/SP02/TEMP | 9000 | HSASWIBE26013823 | WAD 9A (Wad Pembedahan Lelaki 9A) | Asset Name: Patient Monitor No asset : H/15/2107 Description: BP cuff faulty Location: wad 9A | NORMAL | 0 days, 0 hrs, 17 mins | 2026-03-17 17:33 | 2026-03-17 | 20 | N | 0 |  | N | 0.26875 | 2026-03-26 | 0 | 0 | BD
53 | KKM/JKN/HSA/10-05-01/R/23/9 | PORTABLE FETAL DOPPLER | 1700 | HSASWIBE26013968 | WAD 8B (Wad Obstetrik & Ginekologi 8B) | MESIN DAPTONE: CHARGE TIDAK MASUK DI KAUNTER WAD 8B | NORMAL | 0 days, 1 hrs, 36 mins | 2026-03-18 12:24 | 2026-03-26 | 10 | N | 0 |  | N | 8.4833 | 2026-03-27 | 0 | 0 | BD
54 | KKM/JKN/HSA/10-05-01/H/15/1609 | VENTILATOR FOR NEONATES & INFANTS | 53000 | HSASWIBE26014207 | Unit Rawatan Rapi Neonatal (NICU) | CABLE FLOW SENSOR ROSAK DI NICU (15/1609) | NORMAL | 0 days, 0 hrs, 53 mins | 2026-03-18 16:07 | 2026-03-18 | 100 | N | 0 |  | N | 0.32847 | 2026-03-27 | 0 | 0 | BD
55 | KKM/JKN/HSA/10-05-01/H/15/849 | PUMP SYRINGE BASIC DOSE RATE (STAND ALONE) | 4300 | HSASWIBE26014386 | Unit Rawatan Rapi Neonatal (NICU) | SYRINGE PUMP TIDAK BERFUNGSI DI WAD NICU (H/15/849) | NORMAL | 0 days, 1 hrs, 08 mins | 2026-03-18 16:42 | 2026-03-18 | 10 | N | 0 |  | N | 0.30417 | 2026-03-27 | 0 | 0 | BD
56 | KKM/JKN/HSA/10-05-01/H/15/831 | PUMP SYRINGE BASIC DOSE RATE (STAND ALONE) | 4300 | HSASWIBE26014387 | Unit Rawatan Rapi Neonatal (NICU) | SYRINGE PUMP TIDAK BERFUNGSI DI WAD NICU (H/15/831) | NORMAL | 0 days, 1 hrs, 15 mins | 2026-03-18 16:45 | 2026-03-18 | 10 | N | 0 |  | N | 0.30208 | 2026-03-27 | 0 | 0 | BD
57 | KKM/JKN/HSA/10-05-01/H/15/948 | MONITOR PRE-CONFIG 6-CH ECG/RR/SP02/NIBP/2TEMP/2IBP/LETHAL ARRHYTH | 31000 | HSASWIBE26014389 | Unit Rawatan Koronari (CCU) | PRINTER MESIN ECG TIDAK BOLEH PRINT DI WAD CCU (H/15/6988) | NORMAL | 0 days, 0 hrs, 19 mins | 2026-03-18 17:21 | 2026-03-18 | 70 | N | 0 |  | N | 0.27708 | 2026-03-27 | 0 | 0 | BD
58 | KKM/JKN/HSA/10-05-01/H/21/142 | VENTILATOR | 26000 | HSASWIBE26014400 | WAD 12 (Paediatric Ward) | MESIN STELLAR TIDAK BERFUNGSI DI KAUNTER NURSE WAD 12 (H/21/142) | NORMAL | 0 days, 0 hrs, 25 mins | 2026-03-19 09:35 | 2026-03-24 | 60 | N | 0 |  | N | 5.6007 | 2026-03-30 | 0 | 0 | BD
59 | KKM/JKN/HSA/10-05-01/H/20/175 | ECG (EKG) MACHINE | 5500 | HSASWIBE26014410 | Klinik Obstetrik Ginekologi (O&G CLINIC) | ECG PROBE HAMPIR PUTUS DI KLINIK O&G (H/15/175) | NORMAL | 0 days, 1 hrs, 40 mins | 2026-03-19 12:20 | 2026-03-26 | 20 | N | 0 |  | N | 7.4861 | 2026-03-30 | 0 | 0 | BD
60 | KKM/JKN/HSA/10-05-01/H/23/42 | X-RAY CARM | 332177.94 | HSASWIBE26014411 | Dewan Bedah Utama (GOT) | 1 UNIT RODA C ARM STUCK DI OT 8 GOT | NORMAL | 0 days, 0 hrs, 17 mins | 2026-03-19 12:58 | 2026-03-19 | 100 | N | 0 |  | N | 0.45972 | 2026-03-30 | 0 | 0 | BD
61 | KKM/JKN/HSA/10-05-01/H/15/4874 | RADIOGRAPHY UNIT GENERAL W/ BUCKY WALL STAND | 416000 | HSASWIBE26014413 | Jabatan Pengimejan & Diagnostik | GENERAL XRAY TABLE STUCK DI BILIK 3 XRAY | NORMAL | 0 days, 0 hrs, 45 mins | 2026-03-19 13:30 | 2026-03-19 | 100 | N | 0 |  | N | 0.4375 | 2026-03-30 | 0 | 0 | BD
62 | KKM/JKN/HSA/10-05-01/H/15/4872 | RADIOGRAPHY UNIT (IVU) | 554438.3 | HSASWIBE26014416 | Jabatan Pengimejan & Diagnostik | LAMPU COLLIMETER TERBAKAR DI BILIK 2 XRAY | NORMAL | 0 days, 0 hrs, 11 mins | 2026-03-19 17:09 | 2026-03-19 | 100 | N | 0 |  | N | 0.28542 | 2026-03-30 | 0 | 0 | BD
63 | KKM/JKN/HSA/10-05-01/H/15/4874 | RADIOGRAPHY UNIT GENERAL W/ BUCKY WALL STAND | 416000 | HSASWIBE26014417 | Jabatan Pengimejan & Diagnostik | LAMPU COLLIMETER TERBAKAR DI BILIK 3 XRAY | NORMAL | 0 days, 0 hrs, 10 mins | 2026-03-19 17:10 | 2026-03-19 | 100 | N | 0 |  | N | 0.28472 | 2026-03-30 | 0 | 0 | BD
64 | KKM/JKN/HSA/10-05-01/H/15/5293 | MONITOR MODULAR 8-CH ECG/RR/NIBP/SPO2/2TEMP/2IBP | 148645 | HSASWIBE26014442 | Dewan Bedah Utama (GOT) | SPO2 TIDAK BERFUNGSI DI HDW | NORMAL | 0 days, 1 hrs, 50 mins | 2026-03-22 13:53 | 2026-03-22 | 100 | N | 0 |  | N | 0.42153 | 2026-03-31 | 0 | 0 | BD
65 | KKM/JKN/HSA/10-05-01/H/15/1629 | HAEMODIALYSIS UNIT W/ MONITORING AND MANAGEMENT SYSTEM | 36300 | HSASWIBE26014460 | Unit Hemodialisis (HDU) | MESIN DIALYSIS KELUAR ALARM DI HEMODIALISIS (H/15/1629) | NORMAL | 0 days, 1 hrs, 45 mins | 2026-03-24 08:15 | 2026-03-24 | 80 | N | 0 |  | N | 0.65625 | 2026-04-02 | 0 | 0 | BD
66 | KKM/JKN/HSA/10-05-01/H/15/4873 | RADIOGRAPHY UNIT GENERAL W/ BUCKY WALL STAND | 416000 | HSASWIBE26014470 | Jabatan Pengimejan & Diagnostik | MESIN GENERAL XRAY TIDAK BERFUNGSI DI BILIK 1 JABATAN XRAY (H/15/4873) | NORMAL | 0 days, 0 hrs, 10 mins | 2026-03-24 16:50 | 2026-03-24 | 100 | N | 0 |  | N | 0.29861 | 2026-04-02 | 0 | 0 | BD
67 | KKM/JKN/HSA/10-05-01/H/15/1635 | HAEMODIALYSIS UNIT W/ MONITORING AND MANAGEMENT SYSTEM | 36300 | HSASWIBE26014471 | Unit Hemodialisis (HDU) | BATTERY MESIN HEMODIALISI ERROR DI HDU (H/15/1635) | NORMAL | 0 days, 1 hrs, 2 mins | 2026-03-24 16:58 | 2026-03-24 | 80 | N | 0 |  | N | 0.29306 | 2026-04-02 | 0 | 0 | BD
68 | KKM/JKN/HSA/10-05-01/H/15/1629 | HAEMODIALYSIS UNIT W/ MONITORING AND MANAGEMENT SYSTEM | 36300 | HSASWIBE26014472 | Unit Hemodialisis (HDU) | BATTERY MESIN HEMODIALISIS ERROR DI HDU (H/15/1629) | NORMAL | 0 days, 1 hrs, 42 mins | 2026-03-24 17:03 | 2026-03-24 | 80 | N | 0 |  | N | 0.28958 | 2026-04-02 | 0 | 0 | BD
69 | KKM/JKN/HSA/10-05-01/H/15/4298 | MONITOR ANTEPARTUM W/INTEGRAL PRINTER | 10200 | HSASWIBE26014492 | Dewan Bersalin (LDU) | CARDIOTOCOGRAPH MACHINE (H/15/4298): TEMPAT TEKAN PAPER KELUAR PATAH DI PAC 4 | NORMAL | 0 days, 0 hrs, 41 mins | 2026-03-25 16:09 | 2026-03-29 | 30 | N | 0 |  | N | 4.3271 | 2026-04-03 | 0 | 0 | BD
70 | KKM/JKN/HSA/10-05-01/R/15/7030 | SCALES BABY DIGITAL/ELECTRONIC W/MEASURE | 1500 | HSASWIBE26014501 | Unit Rawatan Rapi Neonatal (NICU) | PENIMBANG BABY BATTERY TIDAK BERFUNGSI DI NICU (R/15/7050) | NORMAL | 0 days, 0 hrs, 41 mins | 2026-03-25 22:59 | 2026-03-25 | 10 | N | 0 |  | N | 0.042361 | 2026-04-03 | 0 | 0 | BD
71 | KKM/JKN/HSA/10-05-01/H/15/1122 | DENTAL CHAIR, OFFICER | 69000 | HSASWIBE26014510 | Klinik Bedah Mulut & Klinik Pergigian Pediatrik | DENTAL CHAIR LEAKING DI BILIK 5 KLINIK DENTAL (H/15/1122) | NORMAL | 0 days, 0 hrs, 10 mins | 2026-03-26 11:05 | 2026-03-26 | 100 | N | 0 |  | N | 0.53819 | 2026-04-06 | 0 | 0 | BD
72 | KKM/JKN/HSA/10-05-01/H/15/3964 | INCUBATOR CO2 | 30000 | HSASWIBE26014513 | PATHOLOGY | INCUBATOR CO2 BERBUNYI DAN HIGH TEMPERATURE DI MAKMAL MICROBIOLOGY JABATAN PATOLOGI (H/15/3964) | NORMAL | 0 days, 0 hrs, 09 mins | 2026-03-26 11:51 | 2026-03-26 | 70 | N | 0 |  | N | 0.50625 | 2026-04-06 | 0 | 0 | BD
73 | KKM/JKN/HSA/10-05-01/H/15/5007 | MONITOR MODULAR 8-CH ECG/RR/NIBP/SP02/2TEMP/2IBP | 32900 | HSASWIBE26014529 | Jabatan Kecemasan & Trauma (ED) | Asset Name: Patient Monitor No asset : H/15/5007 Description: replace bp cuff Location: ED | NORMAL | 0 days, 0 hrs, 24 mins | 2026-03-26 18:36 | 2026-03-26 | 70 | N | 0 |  | N | 0.225 | 2026-04-06 | 0 | 0 | BD
74 | KKM/JKN/HSA/10-05-01/H/15/5009 | MONITOR MODULAR 8-CH ECG/RR/NIBP/SP02/2TEMP/2IBP | 32900 | HSASWIBE26014530 | Jabatan Kecemasan & Trauma (ED) | Asset Name: Patient Monitor No asset : H/15/5009 Description: replace bp cuff Location: ED | NORMAL | 0 days, 1 hrs, 33 mins | 2026-03-26 18:37 | 2026-03-26 | 70 | N | 0 |  | N | 0.22431 | 2026-04-06 | 0 | 0 | BD
75 | KKM/JKN/HSA/10-05-01/H/15/4873 | RADIOGRAPHY UNIT GENERAL W/ BUCKY WALL STAND | 416000 | HSASWIBE26014979 | Jabatan Pengimejan & Diagnostik | GENERAL XRAY MACHINE (H/15/4873):CASSET XRAY TERSEKAT DI BILIK 1 XRAY | NORMAL | 0 days, 0 hrs, 12 mins | 2026-03-30 09:58 | 2026-03-30 | 100 | N | 0 |  | N | 0.58472 | 2026-04-08 | 0 | 0 | BD
76 | KKM/JKN/HSA/10-05-01/H/23/29 | SPOT VITAL SIGN (NIBP) | 4850 | HSASWIBE26015250 | Dewan Bersalin (LDU) | 1 UNIT BP CUFF LEAKING DI LDU | NORMAL | 0 days, 0 hrs, 4 mins | 2026-03-30 15:31 | 2026-03-30 | 10 | N | 0 |  | N | 0.35347 | 2026-04-08 | 0 | 0 | BD
77 | KKM/JKN/HSA/10-05-01/H/21/264 | ECG MACHINE | 12000 | HSASWIBE26015407 | Jabatan Kecemasan & Trauma (ED) | ECG MEASHINE (H/21/264) : ECG LEAD BAHAGIAN V2/C2 TIDAK DAPAT DETECT BACAAN DI REDZONE ED | NORMAL | 0 days, 0 hrs, 37 mins | 2026-03-30 16:53 | 2026-03-30 | 30 | N | 0 |  | N | 0.29653 | 2026-04-08 | 0 | 0 | BD
78 | KKM/JKN/HSA/10-05-01/H/21/287 | PATIENT MONITORING EQUIPMENT | 16000 | HSASWIBE26015599 | WAD 9A (Wad Pembedahan Lelaki 9A) | Asset Name: Patient Monitor No asset : 1) H/21/287 Description: replace bp cuff Location: wad 9A | NORMAL | 0 days, 0 hrs, 11 mins | 2026-03-30 18:19 | 2026-03-30 | 40 | N | 0 |  | N | 0.23681 | 2026-04-08 | 0 | 0 | BD
79 | KKM/JKN/HSA/10-05-01/H/15/2831 | LAMP SLIT/TONOMETER/3 MIRROR/LENSES | 26000 | HSASWIBE26015618 | Klinik Oftalmologi (OPHTHAL CLINIC) | SLIT LAMP TIDAK MENYALA DI BILIK 7 KLINIK OFTAL (H/15/2831) | NORMAL | 0 days, 0 hrs, 6 mins | 2026-03-31 10:29 | 2026-03-31 | 60 | N | 0 |  | N | 0.56319 | 2026-04-09 | 0 | 0 | BD
80 | KKM/JKN/HSA/10-05-01/H/21/288 | PATIENT MONITORING EQUIPMENT | 16000 | HSASWIBE26016115 | WAD 9B (Wad Pembedahan Lelaki 9B) | REPLACE BP CUFF DI WAD 9B | NORMAL | 0 days, 0 hrs, 10 mins | 2026-03-31 18:05 | 2026-03-31 | 40 | N | 0 |  | N | 0.24653 | 2026-04-09 | 0 | 0 | BD
81 | KKM/JKN/HSA/10-05-01/H/15/2533 | X-RAY MESIN C ARM | 210000 | HSASWIBE26016118 | Dewan Bedah Utama (GOT) | MOBILE C-ARM BERAT APABILA DITOLAK DI OT8 GOT | NORMAL | 0 days, 1 hrs, 14 mins | 2026-03-31 19:01 | 2026-03-31 | 100 | N | 0 |  | N | 0.20764 | 2026-04-09 | 0 | 0 | BD
82 | KKM/JKN/HSA/10-05-01/H/15/1609 | VENTILATOR FOR NEONATES & INFANTS | 53000 | HSASWIFE26012062 | Unit Rawatan Rapi Neonatal (NICU) | POWER CORD CABEL ROSAK DI OT 5 GOT | NORMAL | 0 days, 0 hrs, 27 mins | 2026-03-05 12:03 | 2026-03-05 | 100 | N | 0 |  | N | 0.49792 | 2026-03-16 | 0 | 0 | BD
83 | KKM/JKN/HSA/10-05-01/H/15/3629 | VENTILATOR FOR NEONATES & INFANTS | 53000 | HSASWIBE26011767 | Unit Rawatan Rapi Neonatal (NICU) | Desc asset: (H/15/3629) INFANT VENTILATOR Problem: FLOW SENSOR FAULTY Model: BABYLOG 8000 Location: NICU | NORMAL | 0 days, 0 hrs, 5 mins | 2026-03-01 16:10 | 2026-03-01 | 100 | N | 0 |  | N | 0.32639 | 2026-03-10 | 0 | 0 | BD
84 | KKM/JKN/HSA/10-05-01/H/15/1609 | VENTILATOR FOR NEONATES & INFANTS | 53000 | HSASWIBE26011768 | Unit Rawatan Rapi Neonatal (NICU) | Desc asset: (H/15/1609) INFANT VENTILATOR Problem: FLOW SENSOR FAULTY Model: BABYLOG 8000 Location: NICU | NORMAL | 0 days, 0 hrs, 3 mins | 2026-03-01 16:12 | 2026-03-01 | 100 | N | 0 |  | N | 0.325 | 2026-03-10 | 0 | 0 | BD
85 | KKM/JKN/HSA/10-05-01/H/15/3630 | VENTILATOR FOR NEONATES & INFANTS | 53000 | HSASWIBE26011769 | Unit Rawatan Rapi Neonatal (NICU) | Desc asset: INFANT VENTILATOR (H/15/3630) Problem: FLOW SENSOR FAULTY Model: BABYLOG 8000 Location: NICU | NORMAL | 0 days, 1 hrs, 45 mins | 2026-03-01 16:15 | 2026-03-01 | 100 | N | 0 |  | N | 0.32292 | 2026-03-10 | 0 | 0 | BD
86 | KKM/JKN/HSA/10-05-01/H/15/1611 | VENTILATOR FOR NEONATES & INFANTS | 53000 | HSASWIBE26011770 | Unit Rawatan Rapi Neonatal (NICU) | Desc asset: INFANT VENTILATOR (H/15/1611) Problem: FLOW SENSOR FAULTY Model: BABYLOG 8000 Location: NICU | NORMAL | 0 days, 0 hrs, 14 mins | 2026-03-01 16:16 | 2026-03-01 | 100 | N | 0 |  | N | 0.32222 | 2026-03-10 | 0 | 0 | BD
87 | KKM/JKN/HSA/10-05-01/H/15/2802 | ECG P0RTABLE MAINS/BATTERY OP | 2750 | HSASWIBE26011856 | Jabatan Kecemasan & Trauma (ED) | Asset Name: ECG machine No asset : H/15/2802 Description: chest bulb broken Location: ED | NORMAL | 0 days, 0 hrs, 31 mins | 2026-03-02 16:59 | 2026-03-02 | 10 | N | 0 |  | N | 0.29236 | 2026-03-11 | 0 | 0 | BD
88 | KKM/JKN/HSA/10-05-01/H/15/2092 | MONITOR 4 CH, ECG/RR/NIBP/SP02/TEMP | 9000 | HSASWIBE26011984 | Jabatan Kecemasan & Trauma (ED) | REQUEST TUKAR 1 UNIT KLIP SPO2 DI KATIL 3 REDZONE ED | NORMAL | 0 days, 0 hrs, 18 mins | 2026-03-03 17:22 | 2026-03-03 | 20 | N | 0 |  | N | 0.27639 | 2026-03-12 | 0 | 0 | BD
89 | KKM/JKN/HSA/10-05-01/H/15/2168 | MONITOR 4 CH, ECG/RR/NIBP/SP02/TEMP | 9000 | HSASWIBE26012035 | LEVEL 6 (Wad Multidisiplin Perempuan) | Asset: Patient monitor No asset: H/15/2168 Description: NIBP cuff faulty Location: Ward 6 | NORMAL | 0 days, 0 hrs, 27 mins | 2026-03-04 17:13 | 2026-03-04 | 20 | N | 0 |  | N | 0.28264 | 2026-03-13 | 0 | 0 | BD
90 | KKM/JKN/HSA/10-05-01/H/20/256 | SPOT VITAL SIGN (NIBP) | 5500 | HSASWIBE26012036 | Jabatan Perubatan Rehabilitasi | Asset: Vital sign No asset: H/20/178 Description: NIBP cuff faulty Location: Ward 6 | NORMAL | 0 days, 0 hrs,25 mins | 2026-03-04 17:15 | 2026-03-04 | 20 | N | 0 |  | N | 0.28125 | 2026-03-13 | 0 | 0 | BD
91 | KKM/JKN/HSA/10-05-01/H/15/4335 | ULTRASOUND OPHTHALMIC A & B | 76700 | HSASWIBE26012061 | Klinik Oftalmologi (OPHTHAL CLINIC) | Asset: ultrasound scanner No asset: H/15/4335 Description: not function Location: klinik oftal | NORMAL | 0 days, 0 hrs, 20 mins | 2026-03-05 10:51 | 2026-03-05 | 100 | N | 0 |  | N | 0.54792 | 2026-03-16 | 0 | 0 | BD
92 | KKM/JKN/HSA/10-05-01/H/20/256 | SPOT VITAL SIGN (NIBP) | 5500 | HSASWIBE26012146 | Jabatan Perubatan Rehabilitasi | Asset: spot vital sign No asset: H/20/256 Description: nibp cuff faulty Location: klinik rehab | NORMAL | 0 days, 0 hrs, 24 mins | 2026-03-09 09:51 | 2026-03-09 | 20 | N | 0 |  | N | 0.58958 | 2026-03-18 | 0 | 0 | BD
93 | KKM/JKN/HSA/10-05-01/H/15/2108 | MONITOR 4 CH, ECG/RR/NIBP/SP02/TEMP | 9000 | HSASWIBE26012754 | WAD 9A (Wad Pembedahan Lelaki 9A) | REQUEST 2 UNIT BP CUFF ADULT DI WAD 9A | NORMAL | 0 days, 0 hrs, 25 mins | 2026-03-13 08:35 | 2026-03-13 | 20 | N | 0 |  | N | 0.64236 | 2026-03-24 | 0 | 0 | UR
94 | KKM/JKN/HSA/10-05-01/H/15/1058 | EtCO2 MODULE | 5900 | HSASWIBE26012756 | Dewan Bedah Utama (GOT) | REQUEST 1 UNIT BP CUFF SAIZ M DI RECOVERY GOT | NORMAL | 0 days, 0 hrs, 6 mins | 2026-03-13 09:09 | 2026-03-13 | 20 | N | 0 |  | N | 0.61875 | 2026-03-24 | 0 | 0 | UR
95 | KKM/JKN/HSA/10-05-01/H/15/4137 | MONITOR PRE-CONFIG 6-CH ECG/RR/SP02/NIBP/2TEMP/2IBP/12L/ARRHYTH | 19200 | HSASWIBE26013508 | Dewan Bedah Utama (GOT) | REQUEST 2 UNIT BP CUFF DI RECOVERY GOT | NORMAL | 0 days, 0 hrs, 29 mins | 2026-03-17 08:31 | 2026-03-17 | 40 | N | 0 |  | N | 0.64514 | 2026-03-26 | 0 | 0 | UR
96 | KKM/JKN/HSA/10-05-01/H/15/1609 | VENTILATOR FOR NEONATES & INFANTS | 53000 | HSASWIBE26014208 | Unit Rawatan Rapi Neonatal (NICU) | REQUEST FLOW SENSOR DI NICU (H/15/1609) | NORMAL | 0 days, 0 hrs, 58 mins | 2026-03-18 16:12 | 2026-03-18 | 100 | N | 0 |  | N | 0.325 | 2026-03-27 | 0 | 0 | UR
97 | KKM/JKN/HSA/10-05-01/H/15/3629 | VENTILATOR FOR NEONATES & INFANTS | 53000 | HSASWIBE26014209 | Unit Rawatan Rapi Neonatal (NICU) | REQUEST FLOW SENSOR DI NICU (H/15/3629) | NORMAL | 0 days, 1 hrs, 06 mins | 2026-03-18 16:14 | 2026-03-18 | 100 | N | 0 |  | N | 0.32361 | 2026-03-27 | 0 | 0 | UR
98 | KKM/JKN/HSA/10-05-01/H/15/947 | MONITOR PRE-CONFIG 6-CH ECG/RR/SP02/NIBP/2TEMP/2IBP/LETHAL ARRHYTH | 31000 | HSASWIBE26014210 | Unit Rawatan Koronari (CCU) | REQUEST FLOW SENSOR DI NICU (H/15/3630) | NORMAL | 0 days, 1 hrs, 10 mins | 2026-03-18 16:16 | 2026-03-18 | 70 | N | 0 |  | N | 0.32222 | 2026-03-27 | 0 | 0 | UR
99 | KKM/JKN/HSA/10-05-01/H/15/1618 | VENTILATOR HIGH FREQUENCY NEONATE | 64000 | HSASWIBE26014211 | Unit Rawatan Rapi Neonatal (NICU) | REQUEST FLOW SENSOR DI NICU (H/15/1618) | NORMAL | 0 days, 1 hrs, 20 mins | 2026-03-18 16:18 | 2026-03-18 | 100 | N | 0 |  | N | 0.32083 | 2026-03-27 | 0 | 0 | UR
100 | KKM/JKN/HSA/10-05-01/H/15/579 | MONITOR, TRANSP0RT | 15500 | HSASWIBE26014428 | Unit Rawatan Koronari (CCU) | Asset: Patient monitor No asset: H/15/947 Problem: BP cuff faulty | NORMAL | 0 days, 0 hrs, 11 mins | 2026-03-20 18:49 | 2026-03-20 | 40 | N | 0 |  | N | 0.21597 | 2026-03-31 | 0 | 0 | CM
101 | KKM/JKN/HSA/10-05-01/H/15/948 | MONITOR PRE-CONFIG 6-CH ECG/RR/SP02/NIBP/2TEMP/2IBP/LETHAL ARRHYTH | 31000 | HSASWIBE26014429 | Unit Rawatan Koronari (CCU) | Asset: Patient monitor No asset: H/15/948 Problem: BP cuff faulty | NORMAL | 0 days, 0 hrs, 24 mins | 2026-03-20 19:26 | 2026-03-20 | 70 | N | 0 |  | N | 0.19028 | 2026-03-31 | 0 | 0 | CM
102 | KKM/JKN/HSA/10-05-01/H/15/579 | MONITOR, TRANSP0RT | 15500 | HSASWIBE26014430 | Unit Rawatan Koronari (CCU) | Asset: Patient monitor No asset: H/15/579 Problem: BP cuff faulty | NORMAL | 0 days, 1 hrs, 45 mins | 2026-03-20 19:27 | 2026-03-20 | 40 | N | 0 |  | N | 0.18958 | 2026-03-31 | 0 | 0 | CM
103 | KKM/JKN/HSA/10-05-01/H/15/949 | MONITOR PRE-CONFIG 6-CH ECG/RR/SP02/NIBP/2TEMP/2IBP/LETHAL ARRHYTH | 31000 | HSASWIBE26014431 | Unit Rawatan Koronari (CCU) | Asset: Patient monitor No asset: H/15/949 Problem: BP cuff faulty | NORMAL | 0 days, 1 hrs, 28 mins | 2026-03-20 | 2026-03-20 | 70 | N | 0 |  | N | 1 | 2026-03-31 | 0 | 0 | CM
104 | KKM/JKN/HSA/10-05-01/H/15/5310 | MONITOR MODULAR 8-CH ECG/RR/NIBP/SPO2/2TEMP/2IBP | 32900 | HSASWIBE26014840 | Dewan Bedah Utama (GOT) | Asset Name: Patient Monitor No asset : HSAS10084 Description: replace ecg leads cable | NORMAL | 0 days, 0 hrs, 17 mins | 2026-03-27 | 2026-03-27 | 70 | N | 0 |  | N | 1 | 2026-04-07 | 0 | 0 | CM
105 | KKM/JKN/HSA/10-05-01/R/15/7030 | SCALES BABY DIGITAL/ELECTRONIC W/MEASURE | 1500 | HSASWIBE26014874 | Unit Rawatan Rapi Neonatal (NICU) | REQUEST BATTERY INFANT SCALER DI WAD NICU (R/15/7030) | NORMAL | 0 days, 1 hrs, 01 mins | 2026-03-29 21:51 | 2026-03-29 | 10 | N | 0 |  | N | 0.089583 | 2026-04-07 | 0 | 0 | UR
106 | KKM/JKN/HSA/10-05-01/H/15/2093 | MONITOR 4 CH, ECG/RR/NIBP/SP02/TEMP | 9000 | HSASWIBE26014850 | Jabatan Kecemasan & Trauma (ED) | REQUEST 2 UNIT SPO2 PROBE ADULT DI REDZONE ED | NORMAL | 0 days, 0 hrs, 8 mins | 2026-03-28 | 2026-03-28 | 20 | N | 0 |  | N | 1 | 2026-04-07 | 0 | 0 | UR
107 | KKM/JKNS/HSA/10-05-01/H/24/15 | OTOACOUSTIC EMISSION (OAE) SCREENING SYSTEM | 19900 | HSASWIBE26015620 | Klinik Otorinolaringologi (ORL) | Asset no: H/24/15 Serial no: GI1010317 Asset description: DPOAE Screening Problem: replace OAE cable Lokasi: Klinik orl | NORMAL | 0 days, 0 hrs, 09 mins | 2026-03-31 | 2026-03-31 | 40 | N | 0 |  | N | 1 | 2026-04-09 | 0 | 0 | BREAKDOWN RIW
Current Month (Work Order Open)
1 | KKM/JKN/HSA/10-05-01/H/15/1586 | INFANT WARMER (RADIANT) | 24000 | HSASWIBE26011777 | Dewan Bedah Bersalin (MOT) | BABY WARMER ERROR DI BILIK MOT 1 MOT (H/15/1586) | NORMAL | 0 days, 0 hrs, 06 mins | 2026-03-02 07:54 | 2026-03-31 | 50 | N | 0 |  | N | 29.6708 | 2026-03-11 | 0 | 0 | BD PO 71818 DRAGER
2 | KKM/JKN/HSA/10-05-01/H/22/126 | ULTRASOUND SCANNER | 49000 | HSASWIBE26011974 | Dewan Bersalin (LDU) | ULTRASOUND SCANNER (H/22/126)- MESIN SCAN LOOSE DI PAC 4 | NORMAL | 0 days, 0 hrs, 01 mins | 2026-03-03 12:59 | 2026-03-31 | 100 | N | 0 |  | N | 28.459 | 2026-03-12 | 0 | 0 | BD, TA RIW
3 | KKM/JKN/HSA/10-05-01/H/22/144 | PATIENT MONITORING EQUIPMENT | 8700 | HSASWIBE26012132 | JABATAN PEMBEDAHAN AM | Asset Name: Patient Monitor No asset : H/22/144 Description: Spo2 tidak dapat bacaan Location: Wad 13 | NORMAL | 0 days, 0 hrs, 13 mins | 2026-03-08 22:42 | 2026-03-31 | 20 | N | 0 |  | N | 23.0542 | 2026-03-17 | 0 | 0 | BD, PO AWSB-72006 QP MANUFACTURING
4 | KKM/JKN/HSA/10-05-01/H/15/470 | INFANT INCUBATOR | 24000 | HSASWIBE26012148 | Unit Rawatan Rapi Neonatal (NICU) | INFANT INCUBATOR TIDAK BERFUNGSI DENGAN BAIK (H/15/470) NICU | NORMAL | 0 days, 0 hrs, 29 mins | 2026-03-09 10:31 | 2026-03-31 | 50 | N | 0 |  | N | 22.5618 | 2026-03-18 | 0 | 0 | BD, QUOTATION QUO-AFMAL-26068-001 RECEIVE 30/3/26
5 | KKM/JKN/HSA/10-05-01/H/15/475 | INFANT INCUBATOR | 24000 | HSASWIBE26012149 | Unit Rawatan Rapi Neonatal (NICU) | INFANT INCUBATOR LOCK PINTU PATAH (H/15/475) DI NICU | NORMAL | 0 days, 0 hrs, 30 mins | 2026-03-09 10:34 | 2026-03-31 | 50 | N | 0 |  | N | 22.5597 | 2026-03-18 | 1 | 50 | BD , PO AWSB-72503 DRAGER
6 | KKM/JKN/HSA/10-05-01/H/15/2449 | PATIENT WARMER (BLANKET) | 6560 | HSASWIBE26012333 | Dewan Bedah Utama (GOT) | PATIENT WARMER TIDAK PANAS DI MOT (H/15/2449) | NORMAL | 0 days, 0 hrs, 36 mins | 2026-03-10 08:24 | 2026-03-31 | 20 | N | 0 |  | N | 21.65 | 2026-03-19 | 0 | 0 | BD, PO 72051 IDS MEDICAL
7 | KKM/JKN/HSA/10-05-01/H/17/4 | ULTRASOUND SCANNER | 198800 | HSASWIBE26012350 | Jabatan Kecemasan & Trauma (ED) | MESIN UTLRASOUND SCANNER TIDAK BERFUNGSI DENGAN BAIK (GAMBAR TIDAK JELAS) DI REDZONE ED | NORMAL | 0 days, 0 hrs, 40 mins | 2026-03-10 09:19 | 2026-03-31 | 100 | N | 0 |  | N | 21.6118 | 2026-03-19 | 0 | 0 | BD, PROBE FAULTY. WAITING INVOICE INFINITY MEDICAL
8 | KKM/JKN/HSA/10-05-01/H/15/309 | VENTILATOR | 31000 | HSASWIBE26012381 | Jabatan Kecemasan & Trauma (ED) | Asset Name: Transport Ventilator No asset : H/15/309 Description: Unit tidak berfungsi dengan baik Location: ED | NORMAL | 0 days, 0 hrs, 29 mins | 2026-03-10 10:01 | 2026-03-31 | 70 | N | 0 |  | N | 21.5826 | 2026-03-19 | 7 | 490 | BD, PRAWSB73640 DRAGER
9 | KKM/JKN/HSA/10-05-01/H/14/2 | ULTRASOUND SCANNER | 160000 | HSASWIBE26012752 | Dewan Bedah Utama (GOT) | MESIN ULTRASOUND GAMBAR TIDAK KELUAR DI ICU | NORMAL | 0 days, 0 hrs, 30 mins | 2026-03-13 08:23 | 2026-03-31 | 100 | N | 0 |  | N | 18.6507 | 2026-03-24 | 4 | 400 | BD, WAIITNG MYLAB ALPHA INVOICE
10 | KKM/JKN/HSA/10-05-01/H/16/193 | DEFIBRILLATOR | 65000 | HSASWIBE26012814 | JABATAN KECEMASAN DAN TRAUMA | MESIN ZOLL-SPO2 PROBE TIDAK DETECT DI BILIK CDC ED | NORMAL | 0 days, 0 hrs, 30 mins | 2026-03-16 09:07 | 2026-03-31 | 100 | N | 0 |  | N | 15.6201 | 2026-03-25 | 0 | 0 | BD, PRF-439 RAPHA MEDICAL, UNIT SEND FOR REPAIR
11 | KKM/JKN/HSA/10-05-01/25/115 | CONTINUOUS RENAL REPLACEMENT THERAPY | 0 | HSASWIBE26012816 | HDU | H/25/115:MESIN CRRT TIDAK BERFUNGSI DENGAN BAIK DI HEMO | NORMAL | 0 days, 0 hrs, 08 mins | 2026-03-16 09:32 | 2026-03-31 | 0 | N | 0 |  | N | 15.6028 | 2026-03-25 | 0 | 0 | RIW, ASET NOT IN CONTRACT
12 | KKM/JKN/HSA/10-05-01/H/21/187 | CONTINUOUS RENAL REPLACEMENT THERAPY | 117707.5 | HSASWIBE26012935 | Unit Rawatan Rapi (ICU) | MESIN CRRT (H/21/187): DISLAY SYSTEM ERROR BATTERY DI BILIK PERALATAN HDW | NORMAL | 0 days, 0 hrs, 09 mins | 2026-03-16 10:45 | 2026-03-31 | 100 | N | 0 |  | N | 15.5521 | 2026-03-25 | 0 | 0 | BD, CLOSE APRIL DUE BATTERY ISSUE
13 | KKM/JKN/HSA/10-05-01/H/21/264 | ECG MACHINE | 12000 | HSASWIBE26013597 | Jabatan Kecemasan & Trauma (ED) | ECG MACHINE(H/21/264): ECG TIDAK BOLEH PRINT IMAGE DI REDZONE ED | NORMAL | 0 days, 0 hrs, 33 mins | 2026-03-17 16:57 | 2026-03-31 | 30 | N | 0 |  | N | 14.2937 | 2026-03-26 | 2 | 60 | BD, QUOTATION QEM40042 EMSTEC MEDICAL RECEIVE 30/3/26
14 | KKM/JKN/HSA/10-05-01/H/15/566 | ECG (EKG) MACHINE | 10000 | HSASWIBE26013866 | Unit Rawatan Koronari (CCU) | Asset: ECG machine No. Asset: H/15/566 Problem: Printer faulty Location: CCU | NORMAL | 0 days, 0 hrs, 30 mins | 2026-03-17 19:35 | 2026-03-31 | 30 | N | 0 |  | N | 14.184 | 2026-03-26 | 2 | 60 | BD | NO UPDATE
15 | KKM/JKN/HSA/10-05-01/H/15/2470 | ULTRASOUND SCANNER | 150000 | HSASWIBE26013877 | Jabatan Pengimejan & Diagnostik | MESIN ULTRASOUND TIDAK BOLEH ON DI BILIK ULTRASOUND JABATAN XRAY | NORMAL | 0 days, 0 hrs, 15 mins | 2026-03-18 08:48 | 2026-03-31 | 100 | N | 0 |  | N | 13.6333 | 2026-03-27 | 1 | 100 | BD
16 | KKM/JKN/HSA/10-05-01/H/15/5382 | RO Water Storage Tank | 43000 | HSASWIBE26013880 | Unit Hemodialisis (HDU) | FILTER RO WATER TIDAK FUNCTION DI BILIK RO UNIT HEMODIALISIS | NORMAL | 0 days, 0 hrs, 02 mins | 2026-03-18 11:00 | 2026-03-31 | 90 | N | 0 |  | N | 13.5417 | 2026-03-27 | 0 | 0 | BD, PRF-436 PUREMEDITECH
17 | KKM/JKN/HSA/10-05-01/H/15/4337 | AUTOMATED ENDOSCOPIC WASHER | 92000 | HSASWIBE26014203 | Unit Rawatan Perubatan Harian | MESIN ENDOSCOPIC KELUAR E-14 DI BILIK CUCI DAYCARE (H/15/4337) | NORMAL | 0 days, 0 hrs, 25 mins | 2026-03-18 15:37 | 2026-03-31 | 100 | N | 0 |  | N | 13.3493 | 2026-03-27 | 0 | 0 | BD, UNDER TROUBLESHOOTING BY OLYMPUS
18 | KKM/JKN/HSA/10-05-01/H/21/68 | SYRINGE INFUSION PUMP | 2800 | HSASWIBE26014408 | Unit Rawatan Rapi (ICU) | SYRINGE PUMP DISPLAY SYRINGE EMPTY DI ICU (H/21/68) | NORMAL | 0 days, 0 hrs, 15 mins | 2026-03-19 11:58 | 2026-03-31 | 10 | N | 0 |  | N | 12.5014 | 2026-03-30 | 0 | 0 | BD | SAZLIN
19 | KKM/JKN/HSA/10-05-01/H/15/652 | EXTERNAL PACEMAKER | 9900 | HSASWIBE26014435 | Unit Rawatan Koronari (CCU) | Pacer not functioning di CCU H/15/652 | NORMAL | 0 days, 0 hrs, 15 mins | 2026-03-21 14:32 | 2026-03-31 | 20 | N | 0 |  | N | 10.3944 | 2026-03-31 | 0 | 0 | BD | SAZLIN
20 | KKM/JKN/HSA/10-05-01/H/15/653 | TRANSCUTANEOUS/DEFIBRILLATOR PACER ANALYZER | 9900 | HSASWIBE26014436 | Unit Rawatan Koronari (CCU) | Pacer not functioning di CCU H/15/653 | NORMAL | 0 days, 0 hrs, 10 mins | 2026-03-21 14:33 | 2026-03-31 | 20 | N | 0 |  | N | 10.3938 | 2026-03-31 | 0 | 0 | BD | SAZLIN
21 | KKM/JKN/HAS/10-05-01/H/15/1119 | DENTAL CHAIR | 69000 | HSASWIBE26014462 | Klinik Bedah Mulut & Klinik Pergigian Pediatrik | 4 PCS HANDPIECE DENTAL CHAIR TIDAK BERFUNGAI DI KLINIK DENTAL (H/15/1119) | NORMAL | 0 days, 0 hrs, 25 mins | 2026-03-24 09:32 | 2026-03-31 | 100 | N | 0 |  | N | 7.6028 | 2026-04-02 | 0 | 0 | BD. Unit still function. Accessories only. | ZUWA
22 | KKM/JKN/HSA/10-05-01/H/15/802 | SYRINGE INFUSION PUMP | 4300 | HSASWIBE26014495 | Unit Rawatan Rapi Neonatal (NICU) | Desc: syringe pump No asset: H/15/802 Problem: Force sensor error Location: NICU | NORMAL | 0 days, 0 hrs, 10 mins | 2026-03-25 17:50 | 2026-03-31 | 10 | N | 0 |  | N | 6.2569 | 2026-04-03 | 0 | 0 | BD, WAITING QUOTATION GLOBAL HEALTHCARE | IZZAH
23 | KKM/JKN/HSA/10-05-01/H/15/2250 | SYRINGE INFUSION PUMP | 2700 | HSASWIBE26014496 | WAD 8A (Wad Obstetrik & Ginekologi 8A) | Desc: syringe pump No asset: H/15/2250 Problem: carrier kit faulty Location: ward 8A | NORMAL | 0 days, 0 hrs, 25 mins | 2026-03-25 17:55 | 2026-03-31 | 10 | N | 0 |  | N | 6.2535 | 2026-04-03 | 0 | 0 | BD, WAITING QUOTATION GLOBAL HEALTHCARE | REEN
24 | KKM/JKN/HSA/10-05-01/H/15/1585 | WARMING UNITS, PATIENT, RADIANT, INFANT | 24000 | HSASWIBE26014515 | Dewan Bedah Bersalin (MOT) | BABY WARMER DISPLAY ERROR & TIDAK PANAS DI OT 3 GOT | NORMAL | 0 days,1 hrs, 08 mins | 2026-03-26 12:52 | 2026-03-31 | 50 | N | 0 |  | N | 5.4639 | 2026-04-06 | 0 | 0 | BD, PO 71818 DRAEGER | SYAMSUL
25 | KKM/JKN/HSA/10-05-01/H/15/1181 | INFUSION PUMP | 7245 | HSASWIBE26014516 | Unit Rawatan Koronari (CCU) | MESIN DROPMATE DISPLAY KEYBOARD DI KAUNTER NURSE WAD CCU (H/15/1181) | NORMAL | 0 days, 0 hrs, 25 mins | 2026-03-26 13:53 | 2026-03-31 | 20 | N | 0 |  | N | 5.4215 | 2026-04-06 | 0 | 0 | BD
26 | KKM/JKN/HSA/10-05-01/H/21/83 | VENTILATOR | 105000 | HSASWIBE26014520 | Unit Rawatan Rapi (ICU) | VENTILATOR LEAKING & VALVE FAILED DI ICU (H/21/83) | NORMAL | 0 days, 0 hrs, 50 mins | 2026-03-26 15:57 | 2026-03-31 | 100 | N | 0 |  | N | 5.3354 | 2026-04-06 | 0 | 0 | BD
27 | KKM/JKN/HSA/10-05-01/H/23/6 | ULTRASOUND SCANNER | 149800 | HSASWIBE26014845 | Klinik Obstetrik Ginekologi (O&G CLINIC) | Asset Name: Ultrasound No asset : H/23/6 Description: gambar tidak jelas Loc : klinik ong | NORMAL | 0 days, 0 hrs, 15 mins | 2026-03-27 20:43 | 2026-03-31 | 100 | N | 0 |  | N | 4.1368 | 2026-04-07 | 0 | 0 | BD
28 | KKM/JKN/HSA/10-05-01/H/15/1582 | INFANT WARMER (RADIANT) | 24000 | HSASWIBE26015193 | Dewan Bersalin (LDU) | INFANT WARMER (H/15/1582): DISPLAY ERROR 5 DI LABOUR ROOM | NORMAL | 0 days, 1 hrs, 40 mins | 2026-03-30 13:40 | 2026-03-31 | 50 | N | 0 |  | N | 1.4306 | 2026-04-08 | 0 | 0 | BD
29 | KKM/JKN/HSA/10-05-01/H/15/475 | INFANT INCUBATOR | 24000 | HSASWIBE26015251 | Unit Rawatan Rapi Neonatal (NICU) | INFANT INCUBATOR (H/15/475): DISPLAY MOTOR FAILER DI NICU | NORMAL | 0 days, 0 hrs, 25 mins | 2026-03-30 15:35 | 2026-03-31 | 50 | N | 0 |  | N | 1.3507 | 2026-04-08 | 0 | 0 | BD
30 | KKM/JKN/HSA/10-05-01/H/15/3629 | INFANT VENTILATOR | 53000 | HSASWIBE26016109 | Unit Rawatan Rapi Neonatal (NICU) | MESIN DEFIB: PRINTER TAK KELUAR DI RESAS 1 REDZONE ED (H/15/3629) | NORMAL | 0 days, 0 hrs, 33 mins | 2026-03-31 15:57 | 2026-03-31 | 100 | N | 0 |  | N | 0.33542 | 2026-04-09 | 0 | 0 | BD
31 | KKM/JKN/HSA/10-05-01/H/15/3661 | DEFIBRILLATOR W/INTERNAL/EXT PADDLES/PACEMAKER | 14250 | HSASWIBE26016110 | Jabatan Kecemasan & Trauma (ED) | MESIN DEFIB TIDAK BERFUNGSI DENGAN BAIK DI RESAS 2 REDZONE ED (H/15/11553) | NORMAL | 0 days, 0 hrs, 30 mins | 2026-03-31 15:59 | 2026-03-31 | 30 | N | 0 |  | N | 0.33403 | 2026-04-09 | 0 | 0 | BD
32 | KKM/JKN/HSA/10-05-01/H/21/140 | Ventilators, Intensive Care, Neonatal/Pediatric | 26000 | HSASWIBE26012034 | Wad Pediatrik | Asset Name: Infant Ventilator No asset : H/21/140 Description: replace inlet filter Location: Wad 12 | NORMAL | 0 days, hrs, 51 mins | 2026-03-04 17:09 | 2026-03-31 | 60 | N | 0 |  | N | 27.2854 | 2026-03-13 | 0 | 0 | CLOSE APRIL, PARTS ARRIVE 13/4/26
Previous Month (Workorder Closed)
1 | KKM/JKN/HSA/10-05-01/H/20/129 | INFUSION PUMP | 3150 | HSASWIBE26001426 | WAD 12 (Paediatric Ward) | PINTU MESIN INFUSION PUMP TIDAK BOLEH TUTUP RAPAT DI KAUNTER NURSE WAD 12 (H/20/129) | Normal | 0 days, 0 hrs, 08 mins | 2026-01-09 | 2026-03-31 | 10 | N | 0 |  | N | 82 | 2026-01-19 | 0 | 0 | CLOSE
2 | KKM/JKN/HSA/10-05-01/H/23/54 | Warming Units, Patient, Radiant, Infant | 19266 | HSASWIBE26003624 | WAD 8A (Wad Obstetrik & Ginekologi 8A) | warmer di wad 8A. asset number : H/23/54. heater road faulty | Normal | 0 days, 1 hrs, 3 mins | 2026-01-15 | 2026-03-31 | 40 | N | 0 |  | N | 76 | 2026-01-26 | 0 | 0 | CLOSE
3 | KKM/JKN/HSA/10-05-01/H/22/142 | PATIENT MONITORING EQUIP | 22500 | HSASWIBE26004037 | LEVEL 6 (Wad Multidisiplin Perempuan) | (H/22/142):MESIN BP TIDAK BERFUNGSI DENGAN BAIK DI KATIL 26 WAD LEVEL 6 | Normal | 0 days, 0 hrs, 18 mins | 2026-01-26 | 2026-03-03 | 50 | N | 0 |  | N | 37 | 2026-02-03 | 0 | 0 | CLOSE
4 | KKM/JKN/HSA/10-05-01/R/23/8 | PORTABLE FETAL DOPPLER | 1700 | HSASWIBE26004022 | Klinik Obstetrik Ginekologi (O&G CLINIC) | PORTABLE FETAL DOPPLER(R/23/8): MESIN SCAN SETTING PROBLEM DI BILIK DOKTOR PAC 3 | Normal | 0 days, 0 hrs, 06 mins | 2026-01-26 | 2026-03-04 | 10 | N | 0 |  | N | 38 | 2026-02-03 | 0 | 0 | CLOSE
5 | KKM/JKN/HSA/10-05-01/H/15/2249 | SYRINGE INFUSION PUMP | 2700 | HSASWIBE26004034 | WAD 8A (Wad Obstetrik & Ginekologi 8A) | SYRINGE INFUSION PUMP (H/15/249): BATTERY TIDAK MASUK CHARGE DI WAD 8A | Normal | 0 days, 0 hrs, 07 mins | 2026-01-26 | 2026-03-30 | 10 | N | 0 |  | N | 64 | 2026-02-03 | 0 | 0 | CLOSE
6 | KKM/JKN/HSA/10-05-01/H/15/1634 | MESIN HEMODIALYSIS | 36300 | HSASWIBE26004351 | Unit Hemodialisis (HDU) | Asset Name: haemodialysis machine No asset : H/15/1634 Description: battery error Location: HDU | Normal | 0 days, 0 hrs, 32 mins | 2026-01-27 | 2026-03-24 | 80 | N | 0 |  | N | 57 | 2026-02-05 | 0 | 0 | CLOSE
7 | H/15/5382 | Water Purification Systems, Reverse Osmosis | 125000 | HSASWIBE26006125 | Unit Hemodialisis | 2 UNIT REVERSE OSMOSIS BED WASHER TIDAK BERFUNGSI DENGAN BAIK DI UNIT HEMODIALISIS (HSAS10256) | Normal | 0 days, 0 hrs, 2 mins | 2026-01-30 | 2026-03-19 | 100 | N | 0 |  | N | 49 | 2026-02-10 | 0 | 0 | CLOSE
8 | KKM/JKN/HSA/10-05-01/H/15/4298 | MONITOR ANTEPARTUM W/INTEGRAL PRINTER | 10200 | HSASWIBE26006119 | Dewan Bersalin (LDU) | MESIN CTG TIDAK BERFUNGSI DENGAN BAIK (WAYAR HAMPIR TERCABUT) DI RUANG PENILAIAN 2 PAC 4 | Normal | 0 days, 1 hrs, 52 mins | 2026-01-30 | 2026-03-30 | 30 | N | 0 |  | N | 60 | 2026-02-09 | 0 | 0 | CLOSE
9 | KKM/JKN/HSA/10-05-01/H/15/4038 | DIALYZER REPROCESSING UNIT | 48000 | HSASWIBE26006579 | UNIT HEMODIALISIS | MESIN DIALYZER REPROSESSING UNIT TIDAK BERFUNGSI DI HEMODIALISIS (H/15/4038) | Normal | 0 days, 0 hrs, 16 mins | 2026-02-04 | 2026-03-31 | 100 | N | 0 |  | N | 56 | 2026-02-13 | 0 | 0 | CLOSE
10 | KKM/JKN/HSA/10-05-01/H/16/69 | FUNDUS CAMERA | 99000 | HSASWIBE26006885 | KLINIK OFTALMOLOGI | MESIN FUNDUS CAMERA POWER ERROR DI BILIK 3 KLINIK OFTAL (H/16/69) | Normal | 0 days, 0 hrs, 21 mins | 2026-02-05 | 2026-03-02 | 100 | N | 0 |  | N | 26 | 2026-02-16 | 0 | 0 | CLOSE
11 | KKM/JKN/HSA/10-05-01/H/18/136 | PATIENT MONITORING EQUIP.(AUTOMATIC MULTIPARAMETER) | 9000 | HSASWIBE26006899 | JABATAN KECEMASAN & TRAUMA | Asset Name: Ventilator No asset : H/18/136 Description: Expiratory flow sensor and oxygen sensor failure Location: ED | Normal | 0 days, 0 hrs, 15 mins | 2026-02-05 | 2026-03-05 | 20 | N | 0 |  | N | 29 | 2026-02-16 | 0 | 0 | CLOSE
12 | KKM/JKN/HSA/10-05-01/H/21/104 | INFANT VENTILATOR | 130000 | HSASWIBE26006920 | UNIT RAWATAN RAPI NEONATAL (NICU) | CABLE FLOW SENSOR VENTILATOR TIDAK BERFUNGSI DI BILIK RHU WAD NICU (H/21/104) | Normal | 0 days, 0 hrs, 34 mins | 2026-02-06 | 2026-03-15 | 100 | N | 0 |  | N | 38 | 2026-02-19 | 0 | 0 | CLOSE
13 | KKM/JKN/HSA/10-05-01/H/15/949 | Electrocardiographs, Multichannel, Interpretative | 10000 | HSASWIBE26007765 | UNIT RAWATAN KORONARI (CCU) | MONITOR PATIENT TIDAK BOLEH LINK DENGAN ECG DI KATIL 6 CCU | Normal | 0 days, 0 hrs, 52 mins | 2026-02-12 | 2026-03-02 | 30 | N | 0 |  | N | 19 | 2026-02-25 | 0 | 0 | CLOSE
14 | KKM/JKN/HSA/10-05-01/H/16/51 | TISSUE PROCESSOR | 159800 | HSASWIBE26008488 | JABATAN PATOLOGI | TISSUE PROCESSOR LEVEL SENSOR ERROR DI MAKMAL HISTO PATOLOGI (H/16/51) | Normal | 0 days, 0 hrs, 22 mins | 2026-02-13 | 2026-03-12 | 100 | N | 0 |  | N | 28 | 2026-02-26 | 0 | 0 | CLOSE
15 | KKM/JKN/HSA/10-05-01/H/15/684 | SYRINGE INFUSION PUMP | 4300 | HSASWIBE26009013 | HIGH DEPENDENCY WARD (HDW) | SYRINGE PUMP TIDAK BOLEH INSTALL DI ICU (H/15/684) | Normal | 0 days, 0 hrs, 07 mins | 2026-02-23 | 2026-03-03 | 10 | N | 0 |  | N | 9 | 2026-03-04 | 0 | 0 | CLOSE
16 | KKM/JKN/HSA/10-05-01/H/15/727 | SYRINGE INFUSION PUMP | 4300 | HSASWIBE26009014 | UNIT RAWATAN RAPI (ICU) | SYRINGE PUMP TIDAK BOLEH INSTALL DI ICU (H/15/727) | Normal | 0 days, 0 hrs, 06 mins | 2026-02-23 | 2026-03-03 | 10 | N | 0 |  | N | 9 | 2026-03-04 | 0 | 0 | CLOSE
17 | KKM/JKN/HSA/10-05-01/H/20/56 | ECG MACHINE | 13000 | HSASWIBE26011740 | WAD 9B - PEMBEDAHAN PEREMPUAN | 1. asset: ecg No asset: H/20/56 SN:SK-93017607 Problem: Battery depleated Model: BENEHEART R3A Location: wad 9B | Normal | 0 days, 0 hrs, 05 mins | 2026-02-27 | 2026-03-15 | 30 | N | 0 |  | N | 17 | 2026-03-10 | 0 | 0 | CLOSE
18 | KKM/JKN/HSA/10-05-01/H/21/291 | Phototherapy Units, Visible Light, Hyperbilirubinemia | 7100 | HSASWIBE26002320 | Unit Rawatan Rapi Neonatal (NICU) | LAMPU FOTOLIGHT TIDAK MENYALA DI NICU (H/21/291) | Normal | 0 days, 0 hrs, 47 mins | 2026-01-12 | 2026-03-01 | 20 | N | 0 |  | N | 49 | 2026-01-21 | 0 | 0 | CLOSE
19 | KKM/JKN/HSA/10-05-01/H/15/4018 | HEMOGLOBIN SYSTEM FOR HBA1C | 67000 | HSASWIBE26003468 | PATHOLOGY | PRIMUS PDQ HBA1C (H/15/4018)- PINTU TIDAK BOLEH TUTUP-DOOR ERROR DI LAB BIOCHEM PATOLOGI | Normal | 0 days, 0 hrs, 14 mins | 2026-01-14 | 2026-03-27 | 100 | N | 0 |  | N | 73 | 2026-01-22 | 0 | 0 | CLOSE
20 | KKM/JKN/HSA/10-05-01/H/21/339 | VENTILATOR (NEONATAL) | 137000 | HSASWIBE26003621 | Unit Rawatan Rapi Neonatal (NICU) | VENTILATOR NEONATAL (H/21/339) :CABLE FLOW SENSOR ROSAK DI NICU | Normal | 0 days, 0 hrs, 15 mins | 2026-01-15 | 2026-03-16 | 100 | N | 0 |  | Y | 61 | 2026-01-23 | 0 | 0 | CLOSE
21 | KKM/JKN/HSA/10-05-01/H/15/790 | SYRINGE INFUSION PUMP | 4300 | HSASWIBE26003710 | Unit Rawatan Rapi Neonatal (NICU) | SYRINGE INFUSION PUMP FAULT SENSOR DI NICU (H/15/790) | Normal | 0 days, 1 hrs, 48 mins | 2026-01-18 | 2026-03-17 | 10 | N | 0 |  | Y | 59 | 2026-01-26 | 0 | 0 | CLOSE
22 | KKM/JKN/HSA/10-05-01/H/15/2250 | Infusion Pumps, Syringe | 2700 | HSASWIBE26003767 | Wad Obstetrik & Ginekologi 8A | SYRINGE PUMP TIDAK BERFUNGSI DI WAD 8A (H/15/2250) | Normal | 0 days, 0 hrs, 15 mins | 2026-01-19 | 2026-03-30 | 10 | N | 0 |  | Y | 71 | 2026-01-27 | 0 | 0 | CLOSE
23 | HSAS10016 | DRILL, SURGICAL, SMALL BONE, PNEUMATIC | 80900 | HSASWIBE26003743 | Dewan Bedah Utama (GOT) | No asset:HSAS10016 Description: surgical drill, small bone Sn: 34144 Problem: hose drill adapter leaking Department: GOT | Normal | 0 days, 0 hrs, 17 mins | 2026-01-19 | 2026-03-16 | 100 | N | 0 |  | Y | 57 | 2026-01-27 | 0 | 0 | CLOSE
24 | KKM/JKN/HSA/10-05-01/H/15/5043 | ECG (EKG) MACHINE | 2750 | HSASWIBE26006443 | LEVEL 6 (Wad Multidisiplin Perempuan) | Asset: ECG machine No asset: H/15/5043 Sn: SCT11486306PA Problem: ECG machine not functioning Location: Ward 6 | Normal | 0 days, 0 hrs, 10 mins | 2026-01-30 | 2026-03-04 | 10 | N | 0 |  | N | 34 | 2026-02-10 | 0 | 0 | CLOSE
25 | KKM/JKN/HSA/10-05-01/H/15/1639 | MESIN HEMODIALYSIS | 36300 | HSASWIBE26004038 | Unit Hemodialisis (HDU) | MESIN HEMODIALISIS (H/15/1639): PUMP ON/OFF, CONDUCTIVITY DAN TIDAK BOLEH DISINFECT DI UNIT HEMO | Normal | 0 days, 0 hrs, 04 mins | 2026-01-26 | 2026-03-24 | 80 | N | 0 |  | N | 58 | 2026-02-03 | 0 | 0 | CLOSE
26 | KKM/JKN/HSA/10-05-01/H/20/56 | ECG (EKG) MACHINE | 6000 | HSASWIBE26007757 | WAD 9B - PEMBEDAHAN PEREMPUAN | MESIN ECG TIDAK BOLEH BACA DI WAD 9B (H/20/56) | Normal | 0 days, 1 hrs, 22 mins | 2026-02-12 | 2026-03-12 | 20 | N | 0 |  | N | 29 | 2026-02-25 | 0 | 0 | CLOSE
Previous Month (Workorder Open)
1 | KKM/JKN/HSA/10-05-01/H/23/43 | VIDEO HEAD IMPULSE TEST | 94900.44 | HSASWIBE26006493 | KLINIK OTORINOLARINGOLOGI (ORL) | MESIN VIDEO HEAD TIDAK BERFUNGSI DENGAN BAIK DI BILIK 6 KLINIK ORL (H/23/43) | Normal | 0 days, 1 hrs, 00 mins | 2026-02-03 | 2026-03-31 | 100 | N | 0 |  | N | 57 | 2026-02-12 | 0 | 0 | BD, PO AWSB 72056 ALLCARE
2 | KKM/JKN/HSA/10-05-01/H/15/1330 | LIGHT SOURCE | 24700 | HSASWIBE26006580 | DEWAN BEDAH UTAMA (GOT) | SKRU TELESKOP MELEKAT PADA CABLE LIGHT SOURCE DI OT1 GOT | Normal | 0 days, 0 hrs, 11 mins | 2026-02-04 | 2026-03-31 | 50 | N | 0 |  | N | 56 | 2026-02-13 | 13 | 650 | BD,UNIT SEND OUT TO OLYMPUS, WAITING QUOTATION AND REPORT FROM OLYMPUS
3 | KKM/JKN/HSA/10-05-01/H/21/251 | VOLUMETRIC PUMP | 2400 | HSASWIBE26006847 | WAD 10A - PERUBATAN LELAKI | VOLUMETRIC PUMP (H/21/251): MESIN DRIP TIDAK BERFUNGSI DENGAN BAIK DI WAD 10A | Normal | 0 days, 0 hrs, 12 mins | 2026-02-04 | 2026-03-31 | 10 | N | 0 |  | N | 56 | 2026-02-13 | 0 | 0 | BD, PO AWSB 71479 HADRATECH
4 | KKM/JKN/HSA/10-05-01/H/15/1178 | INFUSION PUMP | 7245 | HSASWIBE26006915 | UNIT RAWATAN KORONARI (CCU) | MESIN INFUSION PUMP TIDAK BERFUNGSI DI WAD CCU (H/15/1178) | Normal | 0 days, 0 hrs, 53 mins | 2026-02-06 | 2026-03-31 | 20 | N | 0 |  | N | 54 | 2026-02-19 | 0 | 0 | BD,PO AWSB 72140 ARAH BME
5 | KKM/JKN/HSA/10-05-01/H/20/211 | PHOTOTHERAPY MACHINE (LAMP) | 6500 | HSASWIBE26006919 | UNIT RAWATAN RAPI NEONATAL (NICU) | PHOTOLIGHT TIDAK MENYALA DI BILIK RHU WAD NICU (H/20/211) | Normal | 0 days, 0 hrs, 06 mins | 2026-02-06 | 2026-03-31 | 20 | N | 0 |  | N | 54 | 2026-02-19 | 13 | 260 | BD, PENDING INVOICE GETZ HEALTHCARE
6 | KKM/JKN/HSA/10-05-01/H/15/4876 | Lights, Surgical | 82550 | HSASWIBE26006958 | DEWAN BEDAH UTAMA (GOT) | SEMUA OT LIGHT TIDAK MENYALA DI OT 4 GOT | Normal | 0 days, 0 hrs, 06 mins | 2026-02-07 | 2026-03-31 | 100 | N | 0 |  | N | 53 | 2026-02-19 | 0 | 0 | BD, PENDING QUOTATION UPS (Loaner)
7 | KKM/JKN/HSA/10-05-01/H/15/5111 | TOURNIQUET PNEUMATIC ONE CUFF | 11396 | HSASWIBE26006963 | DEWAN BEDAH UTAMA (GOT) | TOURNIQUET PNEUMATIC ONE CUFF (H/15/5111): BATTERY NOT DETECTED DI KAUNTER GOT | Normal | 0 days, 0 hrs, 25 mins | 2026-02-07 | 2026-03-31 | 30 | N | 0 |  | N | 53 | 2026-02-19 | 0 | 0 | close
8 | KKM/JKN/HSA/10-05-01/H/15/5114 | PUMP ENTERAL FEEDING | 2975 | HSASWIBE26006972 | UNIT RAWATAN RAPI (ICU) | PUMP ENTERAL FEEDING (H/15/5114): CHARGE TIDAK MASUK DI BED 3 ICU | Normal | 0 days, 0 hrs, 30 mins | 2026-02-08 | 2026-03-31 | 10 | N | 0 |  | N | 52 | 2026-02-19 | 0 | 0 | BD, TA BER 26/010 UNDER REVIEW
9 | KKM/JKN/HSA/10-05-01/H/23/57 | INFANT WARMER | 19266 | HSASWIBE26007020 | WAD 8B - OBSTETRIK & GINEKOLOGI | WARMER BABY TIDAK BERFUNGSI DI BILIK STOR PERALATAN WAD 8B (H/23/57) | Normal | 0 days, 0 hrs, 06 mins | 2026-02-09 | 2026-03-31 | 40 | N | 0 |  | N | 51 | 2026-02-20 | 0 | 0 | BD, WAITING PARTS FROM INSAN DAMAI
10 | KKM/JKN/HSA/10-05-01/H/15/2464 | ULTRASOUND SCANNER | 92700 | HSASWIBE26007740 | UNIT RAWATAN RAPI NEONATAL (NICU) | MESIN ULTRASOUND HANG DI NICU (H/15/2464) | Normal | 0 days, 0 hrs, 15 mins | 2026-02-11 | 2026-03-31 | 100 | N | 0 |  | N | 49 | 2026-02-24 | 0 | 0 | BD, PO 71658 MAGNA, WAITING SOFTWARE DRIVER
11 | KKM/JKN/HSA/10-05-01/H/23/50 | INFANT WARMER | 19266 | HSASWIBE26007772 | WAD 8A - OBSTETRIK & GINEKOLOGI | BABY WARMER TIDAK PANAS DI BILIK STOR WAD 8A (H/23/50) | Normal | 0 days, 0 hrs, 30 mins | 2026-02-12 | 2026-03-31 | 40 | N | 0 |  | N | 48 | 2026-02-25 | 0 | 0 | BD, WAITING PARTS FROM INSAN DAMAI
12 | KKM/JKN/HSA/10-05-01/H/15/1634 | MESIN HEMODIALYSIS | 36300 | HSASWIBE26008497 | UNIT HEMODIALISIS | MESIN HEMODIALSIS TIDAK BERFUNGSI DENGAN BAIK DI HEMODIALSIS (H/15/1634) | Normal | 0 days, 0 hrs, 24 mins | 2026-02-13 | 2026-03-31 | 80 | N | 0 |  | N | 47 | 2026-02-26 | 13 | 1040
13 | KKM/JKN/HSA/10-05-01/H/15/2097 | PATIENT MONITORING EQUIP.(AUTOMATIC MULTIPARAMETER) | 9000 | HSASWIBE26008525 | JABATAN KECEMASAN & TRAUMA | MESIN SPO2 TIDAK BOLEH DIBACA DI KATIL 2 REDZONE ED (H/15/2097) | Normal | 0 days, 0 hrs, 15 mins | 2026-02-15 | 2026-03-31 | 20 | N | 0 |  | N | 45 | 2026-02-26 | 0 | 0 | BD, PO AWSB 71617 QP MANUFACTURING. WAITING PARTS Close April
14 | KKM/JKN/HSA/10-05-01/H/21/29 | VENTILATOR | 105000 | HSASWIBE26008557 | UNIT RAWATAN RAPI (ICU) | VENTILATOR TIDAK BERFUNGSI DI KATIL 3 WAD ICU (H/21/29) | Normal | 0 days, 0 hrs, 35 mins | 2026-02-16 | 2026-03-31 | 100 | N | 0 |  | N | 44 | 2026-02-27 | 13 | 1300 | BD, PENDING QUOTATION VENDOR. BOARD FAULTY UMEDIC
15 | KKM/JKN/HSA/10-05-01/H/15/1239 | INFUSION PUMP | 7245 | HSASWIBE26008630 | WAD 8A - OBSTETRIK & GINEKOLOGI | INFUSION PUMP (H/15/1239): BERBUNYI DAN DISPLAY ERROR DI WAD 8A | Normal | 0 days, 0 hrs, 12 mins | 2026-02-19 | 2026-03-31 | 20 | N | 0 |  | N | 41 | 2026-03-02 | 13 | 260
16 | KKM/JKN/HSA/10-05-01/H/15/317 | VENTILATOR | 50000 | HSASWIBE26008635 | HIGH DEPENDENCY WARD (HDW) | VENTILATOR (H/15/317): VENTILATOR KELUAR DEVICE FAILURE DI ICU | Normal | 0 days, 0 hrs, 14 mins | 2026-02-19 | 2026-03-31 | 100 | N | 0 |  | N | 41 | 2026-03-02 | 13 | 1300 | BD, SEND OUT TO DRAGER, WAIITNG QUOTATION
17 | KKM/JKN/HSA/10-05-01/H/15/298 | VENTILATOR | 50000 | HSASWIBE26008986 | UNIT RAWATAN RAPI (ICU) | VENTILATOR (H/15/298) : TEMPERATURE SENSOR DISCONNET DI ICU | Normal | 0 days, 1 hrs, 50 mins | 2026-02-21 | 2026-03-31 | 100 | N | 0 |  | N | 39 | 2026-03-03 | 0 | 0 | BD, PO 71816 DRAGER
18 | KKM/JKN/HSA/10-05-01/H/15/301 | VENTILATOR | 50000 | HSASWIBE26008996 | UNIT RAWATAN RAPI (ICU) | (H/15/301): VENTILATOR MAIN SUIS ROSAK-AUNTO ON OFF DIN ICU | Normal | 0 days, 1 hrs, 56 mins | 2026-02-21 | 2026-03-31 | 100 | N | 0 |  | N | 39 | 2026-03-03 | 0 | 0 | BD,PO 71817 DRAGER
19 | KKM/JKN/HSA/10-05-01/H/15/4248 | HEMODIALYSIS MACHINE | 36300 | HSASWIBE26010024 | UNIT HEMODIALISIS | MESIN HEMODIALSIS TIDAK BERFUNGSI DENGAN BAIK DI ACUTE HEMO (H/15/4248) | Normal | 0 days, 0 hrs, 24 mins | 2026-02-24 | 2026-03-31 | 80 | N | 0 |  | N | 36 | 2026-03-05 | 13 | 1040
20 | KKM/JKN/HSA/10-05-01/H/15/1082 | PHOTOTHERAPY MACHINE (LAMP) | 6000 | HSASWIBE26010363 | WAD 8A - OBSTETRIK & GINEKOLOGI | MESIN FOTOTERAPI TIDAK BERFUNGSI DI KAUNTER NURSE WAD 8A (H/15/1082) | Normal | 0 days, 0 hrs, 32 mins | 2026-02-24 | 2026-03-31 | 20 | N | 0 |  | N | 36 | 2026-03-05 | 0 | 0 | BD, TA BER UNDER REVIEW
21 | KKM/JKN/HSA/10-05-01/H/17/1 | BP MONITOR | 9500 | HSASWIBE26011044 | JABATAN KECEMASAN & TRAUMA | Asset Name: ECG machine No asset : H/17/1 Description: Unit tidak berfungsi dengan baik Location: ED | Normal | 0 days, 0 hrs, 39 mins | 2026-02-26 | 2026-03-31 | 20 | N | 0 |  | N | 34 | 2026-03-09 | 0 | 0 | BD, TA BER 26/011 UNDER REVIEW
22 | KKM/JKN/HSA/10-05-01/H/15/479 | ECG (EKG) MACHINE | 24000 | HSASWIBE26010435 | Unit Rawatan Rapi Neonatal (NICU) | 1. asset: INFANT INCUBATOR No asset: H/15/479 SN:FU28869 Problem: Pintu incubator patah Model: Isolette c2000 Location: NICU | Normal | 0 days, 0 hrs, 14 mins | 2026-02-24 | 2026-03-31 | 50 | N | 0 |  | N | 36 | 2026-03-05 | 0 | 0 | CM, PARTS ARRIVE APRIL
23 | KKM/JKN/HSA/10-05-01/H/15/2458 | AUDIOMETER | 43690 | HSASWIBE26000165 | Klinik Otorinolaringologi (ORL) (ENT CLINIC) | HEADPHONE AUDIOMETER TIDAK BERFUNGSI DI BILIK 11 KLINIK ORL | Normal | 0 days, 0 hrs, 31 mins | 2026-01-06 | 2026-03-31 | 90 | N | 0 |  | Y | 85 | 2026-01-15 | 0 | 0 | PO AWSB 71397 GLOBAL PRECISION ETA MAY
24 | KKM/JKN/HSA/10-05-01/H/15/2538 | MAMMOGRAPHY WITH BIOPSY, DIGITAL | 990000 | HSASWIBE26001273 | Pengimejan dan Diagnostik | MESIN MAMMOGRAPHY BERBUNYI DI BILIK 5 MAMMOGRAPHY XRAY | Normal | 0 days, 0 hrs, 30 mins | 2026-01-09 | 2026-03-31 | 100 | N | 0 |  | N | 82 | 2026-01-19 | 0 | 0 | TA RIW 26/002
25 | KKM/JKN/HSA/10-05-01/H/20/268 | Ventilators, Intensive Care, Neonatal/Pediatric | 50000 | HSASWIBE26002286 | UNIT RAWATAN RAPI (ICU) | VENTILATOR TIDAK BERFUNGSI DI WAD ICU (H/20/268) | Normal | 0 days, 0 hrs, 33 mins | 2026-01-10 | 2026-03-31 | 100 | N | 0 |  | N | 81 | 2026-01-20 | 0 | 0 | PO AWSB 72146, RETURN APRIL close
26 | KKM/JKN/HSA/10-05-01/H/22/84 | PHOTOTHERAPY MACHINE | 7100 | HSASWIBE26002321 | Unit Rawatan Rapi Neonatal (NICU) | LAMPU FOTOLIGHT TIDAK MENYALA DI NICU (H/22/84) | Normal | 0 days, 0 hrs, 18 mins | 2026-01-12 | 2026-03-31 | 20 | N | 0 |  | N | 79 | 2026-01-20 | 0 | 0 | Waiting Heating Rod. Paid. INSAN DAMAI SDN BHD INV NO: SO-18517. close
27 | KKM/JKN/HSA/10-05-01/H/15/312 | VENTILATOR | 50000 | HSASWIBE26003758 | Unit Rawatan Koronari (CCU) | MESIN VENTILATOR H/15/312 DI CCU | Normal | 0 days, 0 hrs, 03 mins | 2026-01-19 | 2026-03-31 | 100 | N | 0 |  | Y | 72 | 2026-01-27 | 0 | 0 | PO AWSB 71659 HADRATECH close
28 | KKM/JKN/HSA/10-05-01/H/15/985 | ELECTROSURGICAL UNIT | 20328 | HSASWIBE26003759 | Dewan Bedah Utama (GOT) | LAPAROSCOPE LAMPU MALAP DI GOT H/15/98513 | Normal | 0 days, 0 hrs, 30 mins | 2026-01-19 | 2026-03-31 | 50 | N | 0 |  | Y | 72 | 2026-01-27 | 0 | 0 | UNIT SEND TO OLYMPUS. Transmittal Form.RETURN FROM OLYMPUS 02/04/2026 close
29 | KKM/JKN/HSA/10-05-01/H/19/17 | PULSE OXIMETER AND SIMULATOR | 5450 | HSASWIBE26003785 | Unit Rawatan Rapi Neonatal (NICU) | CABLE WAYAR PULSE OXIMETER DI NICU | Normal | 0 days, 0 hrs, 07 mins | 2026-01-20 | 2026-03-31 | 20 | N | 0 |  | Y | 71 | 2026-01-28 | 0 | 0 | PO AWSB 71483 ARAH BME, WAITING PARTS
30 | KKM/JKN/HSA/10-05-01/H/16/85 | PULSE OXIMETER AND SIMULATOR | 7400 | HSASWIBE26003829 | Dewan Bersalin (LDU) | SPO2 TIDAK BOLEH ON DI LABOUR ROOM (H/16/85) | Normal | 0 days, 0 hrs, 28 mins | 2026-01-21 | 2026-03-31 | 20 | N | 0 |  | Y | 70 | 2026-01-29 | 0 | 0 | PO AWSB-71322 ARAH BME.WAITING PARTS
31 | KKM/JKN/HSA/10-05-01/H/15/315 | VENTILATOR | 50000 | HSASWIBE26003906 | High Dependency Ward (HDW) | VENTILATOR DRAGGER FAILURE DI REDZONE ED (H/15/315) | Normal | 0 days, 0 hrs, 44 mins | 2026-01-22 | 2026-03-31 | 100 | N | 0 |  | Y | 69 | 2026-01-30 | 3 | 300 | BD, UNIT AT HOSPIMETRIX FOR FURTHER TROUBLESHOOT
32 | KKM/JKN/HSA/10-05-01/H/16/135 | PHOTOTHERAPY MACHINE (LAMP) | 7100 | HSASWIBE26003922 | Unit Rawatan Rapi Neonatal (NICU) | PHOTOLIGHT TIDAK MENYALA DI BILIK STOR PERALATAN WAD NICU (H/16/135) | Normal | 0 days, 0 hrs, 07 mins | 2026-01-22 | 2026-03-31 | 20 | N | 0 |  | Y | 69 | 2026-01-30 | 3 | 60 | BD, WAITING PARTS, SPAREPARTS PAY CASH, VENDOR GETZ
33 | KKM/JKN/HSA/10-05-01/H/15/1583 | INFANT WARMER (RADIANT) | 24000 | HSASWIBE26004641 | Dewan Bersalin (LDU) | DRAGGER KELUAR ERROR DI LABOUR ROOM (H/15/1583) | Normal | 0 days, 0 hrs, 06 mins | 2026-01-27 | 2026-03-31 | 50 | N | 0 |  | N | 64 | 2026-02-04 | 0 | 0 | ROTARI KNOB FAULTY, UNIT AT DRAEGER FOR FURTHER TROUBLESHOOTING, QUOTATION RECEIVE 5/4/2026. QUO-AFMAL-26078-001 close
34 | KKM/JKN/HSA/10-05-01/R/15/16747 | Monitors, Physiologic, Vital Signs | 1855 | HSASWIBE26005554 | Klinik Pediatrik | (R/15/16747):MESIN BP TIDAK BERFUNGSI DENGAN BAIK DI BILIK 19 KLINIK PEDIATRIK | Normal | 0 days, 0 hrs, 10 mins | 2026-01-29 | 2026-03-31 | 10 | N | 0 |  | N | 62 | 2026-02-06 | 0 | 0 | BD, PO AWSB 71995 WELCH ALYN
35 | KKM/JKN/HSA/10-05-01/H/19/24 | Warming Units, Patient, Radiant, Infant | 35000 | HSASWIBE26006123 | Unit Rawatan Rapi Neonatal (NICU) | DRAGGER TIDAK BERFUNGSI DENGAN BAIK (KELUAR ERROR) DI BILIK PROCEDURE NICU (AWC00526) | Normal | 0 days, 0 hrs, 16 mins | 2026-01-30 | 2026-03-31 | 80 | N | 0 |  | N | 61 | 2026-02-09 | 0 | 0 | BD, PO AWSB 71481 DRAGER, WAITING PARTS (dah bayar) Part sampai 6/4/26, close april
36 | KKM/JKN/HSA/10-05-01/H/21/84 | VENTILATOR | 105000 | HSASWIBE26006124 | Unit Rawatan Rapi (ICU) | VENTILATOR TIDAK BERFUNGSI DENGAN BAIK (KELUAR NO GAS SUPPLY) DI ICU (H/21/84) | Normal | 0 days, 0 hrs, 10 mins | 2026-01-30 | 2026-03-31 | 100 | N | 0 |  | N | 61 | 2026-02-10 | 13 | 1300 | dah bayar
37 | KKM/JKN/HSA/10-05-01/H/15/2473 | ULTRASOUND SCANNER | 42000 | HSASWIBE26003838 | Klinik Obstetrik Ginekologi (O&G CLINIC) | Asset name: ultrasound Asset no : HSAS10936 Problem: power supply board faulty Location : Klinik O&G | Normal | 0 days, 0 hrs, 0 mins | 2026-01-21 | 2026-03-31 | 90 | N | 0 |  | N | 70 | 2026-01-30 | 0 | 0 | TA BER
TOTAL DEDUCTION FOR IND. B.1: | [12 empty] | 0 | TOTAL DEDUCTION FOR IND. B.2: |  |  |  |  | 8670
Formulas:
Last date of 7 working days (dd/mm/yy) = WORKDAY([Work Request Date],7,'Public Holiday'!$A2:A46)

## B3-SCHEDULED
MINISTRY OF HEALTH
Deduction Mapping Report Biomedical Engineering Maintenance Services (BEMS)
INDICATOR B.3 SCHEDULED MAINTENANCE
| HOSPITAL NAME : | HOSPITAL SHAH ALAM |  |  |  |  | MONTH/YEAR : |  | 2026-03-01
| STATE : | SELANGOR |  |  |  |  | BEMS MONTHLY FEE (RM)@ 97.5% : |  | 352591.824
| COMPANY : | AMBANG WIRA SDN BHD |  |  |  |  | FMS MONTHLY FEE (RM) @ 2.5% : |  | 9040.816
Notes:
1) Deduction Ringgit Equivalent is based on Appendix 11 of the Agreement, Section B3 Key Deduction Indicators for BEMS
2) Deduction Value for Indicator B.3 is Deduction Ringgit Equivalent (per event)
3) Rescheduled Date is the final rescheduled date if there are multiple rescheduling
4) Display only asset affected by deduction
No | Asset No | Asset Description | Asset Purchase Price (RM) | Work Order No. | User Location | Scheduled Start Date | Scheduled End Date | Rescheduled Date | Maintenance Date | Validate Status (Y/N) | Deduction Ringgit Equivalent (RM) | Indicator B.3
[12 empty] | Deduction Value (RM) | Remarks/ Exemption
Current Month (Work order closed)
1 | KKM/JKN/HSA/10-05-01/R/15/16747 | DIGITAL BLOOD PRESSURE | 1855 | HSASWOBE26012177 | Klinik Pediatrik (PAEDIATRIC CLINIC) | 2026-03-02 | 2026-03-03 |  | 2026-03-03 | N | 10 | 0 | PPM DONE
5 | KKM/JKN/HSA/10-05-01/R/15/16154 | NEBULIZER | 1950 | HSASWOBE26012181 | Klinik Pediatrik (PAEDIATRIC CLINIC) | 2026-03-03 | 2026-03-04 |  | 2026-03-03 | N | 10 | 0 | PPM DONE
6 | KKM/JKN/HSA/10-05-01/H/15/574 | ECG (EKG) MACHINE | 10000 | HSASWOBE26012182 | WAD 12 (Paediatric Ward) | 2026-03-03 | 2026-03-04 |  | 2026-03-04 | N | 30 | 0 | PPM DONE
7 | KKM/JKN/HSA/10-05-01/H/15/5358 | LASER PRINTER | 3499 | HSASWOBE26012183 | Unit Rawatan Koronari (CCU) | 2026-03-03 | 2026-03-04 |  | 2026-03-03 | N | 10 | 0 | PPM DONE
8 | FA004 | LASER PRINTER | 3499 | HSASWOBE26012184 | Unit Rawatan Koronari (CCU) | 2026-03-03 | 2026-03-04 |  | 2026-03-03 | N | 10 | 0 | PPM DONE
10 | KKM/JKN/HSA/10-05-01/H/15/2153 | SUCTION APPARATUS | 3386.5 | HSASWOBE26012186 | Klinik Pediatrik (PAEDIATRIC CLINIC) | 2026-03-03 | 2026-03-04 |  | 2026-03-03 | N | 10 | 0 | PPM DONE
11 | KKM/JKN/HSA/10-05-01/R/15/16151 | NEBULIZER | 1950 | HSASWOBE26012187 | Klinik Pediatrik (PAEDIATRIC CLINIC) | 2026-03-03 | 2026-03-04 |  | 2026-03-03 | N | 10 | 0 | PPM DONE
12 | KKM/JKN/HSA/10-05-01/R/15/16152 | NEBULIZER | 1950 | HSASWOBE26012188 | Klinik Pediatrik (PAEDIATRIC CLINIC) | 2026-03-03 | 2026-03-04 |  | 2026-03-03 | N | 10 | 0 | PPM DONE
13 | KKM/JKN/HSA/10-05-01/R/15/16153 | NEBULIZER | 1950 | HSASWOBE26012189 | Klinik Pediatrik (PAEDIATRIC CLINIC) | 2026-03-03 | 2026-03-04 |  | 2026-03-03 | N | 10 | 0 | PPM DONE
14 | KKM/JKN/HSA/10-05-01/H/15/1232 | INFUSION PUMP | 7245 | HSASWOBE26012190 | WAD 10B (Wad Perubatan Perempuan 10B) | 2026-03-03 | 2026-03-04 |  | 2026-03-03 | N | 20 | 0 | PPM DONE
15 | KKM/JKN/HSA/10-05-01/H/15/1234 | INFUSION PUMP | 7245 | HSASWOBE26012191 | WAD 10B (Wad Perubatan Perempuan 10B) | 2026-03-03 | 2026-03-04 |  | 2026-03-03 | N | 20 | 0 | PPM DONE
16 | KKM/JKN/HSA/10-05-01/H/15/1235 | INFUSION PUMP | 7245 | HSASWOBE26012192 | WAD 10B (Wad Perubatan Perempuan 10B) | 2026-03-03 | 2026-03-04 |  | 2026-03-03 | N | 20 | 0 | PPM DONE
17 | KKM/JKN/HSA/10-05-01/H/15/1236 | INFUSION PUMP | 7245 | HSASWOBE26012193 | WAD 10B (Wad Perubatan Perempuan 10B) | 2026-03-03 | 2026-03-04 |  | 2026-03-03 | N | 20 | 0 | PPM DONE
18 | KKM/JKN/HSA/10-05-01/H/15/1237 | INFUSION PUMP | 7245 | HSASWOBE26012194 | WAD 10B (Wad Perubatan Perempuan 10B) | 2026-03-03 | 2026-03-04 |  | 2026-03-03 | N | 20 | 0 | PPM DONE
19 | KKM/JKN/HSA/10-05-01/R/15/16149 | NEBULIZER | 1950 | HSASWOBE26012195 | Klinik Obstetrik Ginekologi (O&G CLINIC) | 2026-03-03 | 2026-03-04 |  | 2026-03-03 | N | 10 | 0 | PPM DONE
22 | KKM/JKN/HSA/10-05-01/R/15/16155 | NEBULIZER | 1950 | HSASWOBE26012198 | WAD 12 (Paediatric Ward) | 2026-03-03 | 2026-03-04 |  | 2026-03-04 | N | 10 | 0 | PPM DONE
23 | KKM/JKN/HSA/10-05-01/H/15/630 | SYRINGE INFUSION PUMP | 4300 | HSASWOBE26012199 | Unit Rawatan Koronari (CCU) | 2026-03-04 | 2026-03-05 |  | 2026-03-04 | N | 10 | 0 | PPM DONE
24 | KKM/JKN/HSA/10-05-01/H/15/632 | SYRINGE INFUSION PUMP | 4300 | HSASWOBE26012200 | Unit Rawatan Koronari (CCU) | 2026-03-04 | 2026-03-05 |  | 2026-03-04 | N | 10 | 0 | PPM DONE
25 | KKM/JKN/HSA/10-05-01/H/15/635 | SYRINGE INFUSION PUMP | 4300 | HSASWOBE26012201 | Unit Rawatan Koronari (CCU) | 2026-03-04 | 2026-03-05 |  | 2026-03-04 | N | 10 | 0 | PPM DONE
26 | KKM/JKN/HSA/10-05-01/H/15/636 | SYRINGE INFUSION PUMP | 4300 | HSASWOBE26012202 | Unit Rawatan Koronari (CCU) | 2026-03-04 | 2026-03-05 |  | 2026-03-04 | N | 10 | 0 | PPM DONE
29 | KKM/JKN/HSA/10-05-01/H/15/2243 | SYRINGE INFUSION PUMP | 2700 | HSASWOBE26012205 | WAD 10B (Wad Perubatan Perempuan 10B) | 2026-03-04 | 2026-03-05 |  | 2026-03-25 | N | 10 | 0 | PPM DONE
30 | KKM/JKN/HSA/10-05-01/H/15/2244 | SYRINGE INFUSION PUMP | 2700 | HSASWOBE26012206 | WAD 10B (Wad Perubatan Perempuan 10B) | 2026-03-04 | 2026-03-05 |  | 2026-03-05 | N | 10 | 0 | PPM DONE
31 | KKM/JKN/HSA/10-05-01/H/15/2245 | SYRINGE INFUSION PUMP | 2700 | HSASWOBE26012207 | WAD 10B (Wad Perubatan Perempuan 10B) | 2026-03-04 | 2026-03-05 |  | 2026-03-05 | N | 10 | 0 | PPM DONE
32 | KKM/JKN/HSA/10-05-01/H/15/2246 | SYRINGE INFUSION PUMP | 2700 | HSASWOBE26012208 | WAD 10B (Wad Perubatan Perempuan 10B) | 2026-03-04 | 2026-03-05 |  | 2026-03-04 | N | 10 | 0 | PPM DONE
38 | KKM/JKN/HSA/10-05-01/H/15/2170 | SUCTION APPARATUS | 3386.5 | HSASWOBE26012215 | WAD 10B (Wad Perubatan Perempuan 10B) | 2026-03-05 | 2026-03-06 |  | 2026-03-05 | N | 10 | 0 | PPM DONE
39 | KKM/JKN/HSA/10-05-01/H/15/1167 | SUCTION APPARATUS | 5900 | HSASWOBE26012216 | Jabatan Kecemasan & Trauma (ED) | 2026-03-05 | 2026-03-06 |  | 2026-03-26 | N | 20 | 0 | PPM NOT DONE, NOT AT LOCATION
42 | KKM/JKN/HSA/10-05-01/R/15/17060 | DIAGNOSTIC SET ADULT | 1820 | HSASWOBE26012219 | Jabatan Kecemasan & Trauma (ED) | 2026-03-05 | 2026-03-06 |  | 2026-03-05 | N | 10 | 0 | PPM DONE
43 | KKM/JKN/HSA/10-05-01/R/15/17061 | DIAGNOSTIC SET ADULT | 1820 | HSASWOBE26012220 | Jabatan Kecemasan & Trauma (ED) | 2026-03-05 | 2026-03-06 |  | 2026-03-05 | N | 10 | 0 | PPM DONE
44 | KKM/JKN/HSA/10-05-01/R/15/17065 | DIAGNOSTIC SET ADULT | 1820 | HSASWOBE26012221 | Jabatan Kecemasan & Trauma (ED) | 2026-03-05 | 2026-03-06 |  | 2026-03-05 | N | 10 | 0 | PPM DONE
45 | KKM/JKN/HSA/10-05-01/R/15/17066 | DIAGNOSTIC SET ADULT | 1820 | HSASWOBE26012222 | Jabatan Kecemasan & Trauma (ED) | 2026-03-05 | 2026-03-06 |  | 2026-03-05 | N | 10 | 0 | PPM DONE
47 | KKM/JKN/HSA/10-05-01/H/20/75 | PULSE OXIMETER AND SIMULATOR | 7400 | HSASWOBE26012224 | Dewan Bersalin (LDU) | 2026-03-06 | 2026-03-07 |  | 2026-03-06 | N | 20 | 0 | PPM DONE
48 | KKM/JKN/HSA/10-05-01/H/20/76 | PULSE OXIMETER AND SIMULATOR | 7400 | HSASWOBE26012225 | Dewan Bersalin (LDU) | 2026-03-06 | 2026-03-07 |  | 2026-03-06 | N | 20 | 0 | PPM DONE
50 | KKM/JKN/HSA/10-05-01/H/15/969 | VITALOGRAPH SPIROMETER | 8880 | HSASWOBE26012227 | Jabatan Perubatan Rehabilitasi | 2026-03-06 | 2026-03-07 |  | 2026-03-12 | N | 20 | 0 | PPM DONE
55 | KKM/JKN/HSA/10-05-01/H/15/672 | SYRINGE INFUSION PUMP | 4300 | HSASWOBE26012232 | High Dependency Ward (HDW) | 2026-03-06 | 2026-03-07 |  | 2026-03-06 | N | 10 | 0 | PPM DONE
56 | KKM/JKN/HSA/10-05-01/H/15/673 | SYRINGE INFUSION PUMP | 4300 | HSASWOBE26012233 | High Dependency Ward (HDW) | 2026-03-06 | 2026-03-07 |  | 2026-03-06 | N | 10 | 0 | PPM DONE
58 | KKM/JKN/HSA/10-05-01/H/15/675 | SYRINGE INFUSION PUMP | 4300 | HSASWOBE26012235 | High Dependency Ward (HDW) | 2026-03-06 | 2026-03-07 |  | 2026-03-06 | N | 10 | 0 | PPM DONE
59 | KKM/JKN/HSA/10-05-01/H/15/2247 | SYRINGE INFUSION PUMP | 2700 | HSASWOBE26012236 | WAD 10B (Wad Perubatan Perempuan 10B) | 2026-03-06 | 2026-03-07 |  | 2026-03-06 | N | 10 | 0 | PPM DONE
60 | KKM/JKN/HSA/10-05-01/H/15/3962 | MICROSCOPE | 5600 | HSASWOBE26012237 | PATHOLOGY | 2026-03-06 | 2026-03-07 |  | 2026-03-12 | N | 20 | 0 | PPM DONE
61 | KKM/JKN/HSA/10-05-01/H/15/3963 | MICROSCOPE | 5600 | HSASWOBE26012238 | PATHOLOGY | 2026-03-06 | 2026-03-07 |  | 2026-03-12 | N | 20 | 0 | PPM DONE
62 | KKM/JKN/HSA/10-05-01/H/15/3981 | CRYOSTAT | 68750 | HSASWOBE26012239 | PATHOLOGY | 2026-03-06 | 2026-03-07 |  | 2026-03-18 | N | 140 | 0 | PPM DONE
63 | KKM/JKN/HSA/10-05-01/H/15/4005 | PARRAFIN SECTION MOUNTING BATH | 2900 | HSASWOBE26012240 | PATHOLOGY | 2026-03-06 | 2026-03-07 |  | 2026-03-12 | N | 10 | 0 | PPM DONE
65 | KKM/JKN/HSA/10-05-01/H/20/79 | PULSE OXIMETER AND SIMULATOR | 7400 | HSASWOBE26012242 | Dewan Bedah Utama (GOT) | 2026-03-06 | 2026-03-07 |  | 2026-03-06 | N | 20 | 0 | PPM DONE
66 | KKM/JKN/HSA/10-05-01/H/16/194 | PATIENT MONITORING EQUIP. (AUTOMATIC MULTIPARAMETER) | 5500 | HSASWOBE26012243 | Wad 13 (VIP) | 2026-03-06 | 2026-03-07 |  | 2026-03-06 | N | 20 | 0 | PPM DONE
67 | KKM/JKN/HSA/10-05-01/H/16/195 | PATIENT MONITORING EQUIP. (AUTOMATIC MULTIPARAMETER) | 5500 | HSASWOBE26012244 | LEVEL 6 (Wad Multidisiplin Perempuan) | 2026-03-06 | 2026-03-07 |  | 2026-03-06 | N | 20 | 0 | PPM DONE
68 | KKM/JKN/HSA/10-05-01/H/20/77 | PULSE OXIMETER AND SIMULATOR | 7400 | HSASWOBE26012245 | Dewan Bersalin (LDU) | 2026-03-06 | 2026-03-07 |  | 2026-03-06 | N | 20 | 0 | PPM DONE
69 | KKM/JKN/HSA/10-05-01/H/20/119 | SYRINGE INFUSION PUMP | 3150 | HSASWOBE26012246 | LEVEL 6 (Wad Multidisiplin Perempuan) | 2026-03-06 | 2026-03-07 |  | 2026-03-06 | N | 10 | 0 | PPM DONE
70 | KKM/JKN/HSA/10-05-01/H/20/120 | SYRINGE INFUSION PUMP | 3150 | HSASWOBE26012247 | LEVEL 6 (Wad Multidisiplin Perempuan) | 2026-03-06 | 2026-03-07 |  | 2026-03-06 | N | 10 | 0 | PPM DONE
71 | KKM/JKN/HSA/10-05-01/H/20/178 | SPOT VITAL SIGN (NIBP) | 6500 | HSASWOBE26012248 | LEVEL 6 (Wad Multidisiplin Perempuan) | 2026-03-06 | 2026-03-07 |  | 2026-03-06 | N | 20 | 0 | PPM DONE
77 | KKM/JKN/HSA/10-05-01/H/21/267 | RESPIRATION HUMIDIFIER | 21000 | HSASWOBE26012254 | Unit Rawatan Rapi (ICU) | 2026-03-09 | 2026-03-10 |  | 2026-03-09 | N | 50 | 0 | PPM DONE
78 | KKM/JKN/HSA/10-05-01/H/21/233 | VOLUMETRIC PUMP | 2400 | HSASWOBE26012255 | Unit Rawatan Koronari (CCU) | 2026-03-09 | 2026-03-10 |  | 2026-03-09 | N | 10 | 0 | PPM DONE | H/21/144
79 | KKM/JKN/HSA/10-05-01/H/21/234 | VOLUMETRIC PUMP | 2400 | HSASWOBE26012256 | Unit Rawatan Koronari (CCU) | 2026-03-09 | 2026-03-10 |  | 2026-03-09 | N | 10 | 0 | PPM DONE
80 | KKM/JKN/HSA/10-05-01/H/21/235 | VOLUMETRIC PUMP | 2400 | HSASWOBE26012257 | Unit Rawatan Koronari (CCU) | 2026-03-09 | 2026-03-10 |  | 2026-03-09 | N | 10 | 0 | PPM DONE | H/21/147
81 | KKM/JKN/HSA/10-05-01/H/21/236 | VOLUMETRIC PUMP | 2400 | HSASWOBE26012258 | Unit Rawatan Koronari (CCU) | 2026-03-09 | 2026-03-10 |  | 2026-03-09 | N | 10 | 0 | PPM DONE
83 | KKM/JKN/HSA/10-05-01/R/15/14870 | BLOOD PRESSURE MONITOR (SPHYGMOMANOMETER) | 452.81 | HSASWOBE26012263 | Dewan Bersalin (LDU) | 2026-03-10 | 2026-03-11 |  | 2026-03-10 | N | 10 | 0 | PPM DONE
92 | KKM/JKN/HSA/10-05-01/H/15/4007 | PLASMA THAWER | 14279 | HSASWOBE26012272 | PATHOLOGY | 2026-03-11 | 2026-03-12 |  | 2026-03-12 | N | 30 | 0 | PPM DONE
93 | KKM/JKN/HSA/10-05-01/H/15/637 | SYRINGE INFUSION PUMP | 4300 | HSASWOBE26012273 | Unit Rawatan Koronari (CCU) | 2026-03-11 | 2026-03-12 |  | 2026-03-11 | N | 10 | 0 | PPM DONE
94 | KKM/JKN/HSA/10-05-01/H/15/638 | SYRINGE INFUSION PUMP | 4300 | HSASWOBE26012274 | Unit Rawatan Koronari (CCU) | 2026-03-11 | 2026-03-12 |  | 2026-03-11 | N | 10 | 0 | PPM DONE
95 | KKM/JKN/HSA/10-05-01/H/15/639 | SYRINGE INFUSION PUMP | 4300 | HSASWOBE26012275 | Unit Rawatan Koronari (CCU) | 2026-03-11 | 2026-03-12 |  | 2026-03-11 | N | 10 | 0 | PPM DONE
96 | KKM/JKN/HSA/10-05-01/H/15/640 | SYRINGE INFUSION PUMP | 4300 | HSASWOBE26012276 | Unit Rawatan Koronari (CCU) | 2026-03-11 | 2026-03-12 |  | 2026-03-11 | N | 10 | 0 | PPM DONE
97 | KKM/JKN/HSA/10-05-01/H/15/641 | SYRINGE INFUSION PUMP | 4300 | HSASWOBE26012277 | Unit Rawatan Koronari (CCU) | 2026-03-11 | 2026-03-12 |  | 2026-03-11 | N | 10 | 0 | PPM DONE
105 | KKM/JKN/HSA/10-05-01/R/15/16750 | ELECTRICAL NERVE STIMULATOR | 949 | HSASWOBE26012285 | Jabatan Perubatan Rehabilitasi | 2026-03-11 | 2026-03-12 |  | 2026-03-12 | N | 10 | 0 | PPM DONE
106 | KKM/JKN/HSA/10-05-01/R/15/16157 | NEBULIZER | 1950 | HSASWOBE26012286 | Wad 13 (VIP) | 2026-03-11 | 2026-03-12 |  | 2026-03-11 | N | 10 | 0 | PPM DONE
107 | KKM/JKN/HSA/10-05-01/R/15/16158 | NEBULIZER | 1950 | HSASWOBE26012287 | Wad 13 (VIP) | 2026-03-11 | 2026-03-12 |  | 2026-03-11 | N | 10 | 0 | PPM DONE
108 | KKM/JKN/HSA/10-05-01/R/15/16159 | NEBULIZER | 1950 | HSASWOBE26012288 | Wad 13 (VIP) | 2026-03-11 | 2026-03-12 |  | 2026-03-11 | N | 10 | 0 | PPM DONE
109 | KKM/JKN/HSA/10-05-01/R/15/16160 | NEBULIZER | 1950 | HSASWOBE26012289 | Wad 13 (VIP) | 2026-03-11 | 2026-03-12 |  | 2026-03-13 | N | 10 | 0 | PPM DONE
110 | KKM/JKN/HSA/10-05-01/R/15/16161 | NEBULIZER | 1950 | HSASWOBE26012290 | LEVEL 6 (Wad Multidisiplin Perempuan) | 2026-03-11 | 2026-03-12 |  | 2026-03-11 | N | 10 | 0 | PPM DONE
111 | KKM/JKN/HSA/10-05-01/R/15/16162 | NEBULIZER | 1950 | HSASWOBE26012291 | LEVEL 6 (Wad Multidisiplin Perempuan) | 2026-03-11 | 2026-03-12 |  | 2026-03-11 | N | 10 | 0 | PPM DONE
112 | KKM/JKN/HSA/10-05-01/R/15/16163 | NEBULIZER | 1950 | HSASWOBE26012292 | LEVEL 6 (Wad Multidisiplin Perempuan) | 2026-03-11 | 2026-03-12 |  | 2026-03-11 | N | 10 | 0 | PPM DONE
113 | KKM/JKN/HSA/10-05-01/R/15/16164 | NEBULIZER | 1950 | HSASWOBE26012293 | LEVEL 6 (Wad Multidisiplin Perempuan) | 2026-03-11 | 2026-03-12 |  | 2026-03-11 | N | 10 | 0 | PPM DONE
115 | KKM/JKN/HSA/10-05-01/H/20/130 | INFUSION PUMP | 3150 | HSASWOBE26012295 | WAD 12 (Paediatric Ward) | 2026-03-11 | 2026-03-12 |  | 2026-03-12 | N | 10 | 0 | PPM DONE
116 | KKM/JKN/HSA/10-05-01/H/20/131 | INFUSION PUMP | 3150 | HSASWOBE26012296 | WAD 12 (Paediatric Ward) | 2026-03-11 | 2026-03-12 |  | 2026-03-12 | N | 10 | 0 | PPM DONE
117 | KKM/JKN/HSA/10-05-01/H/20/132 | INFUSION PUMP | 3150 | HSASWOBE26012297 | WAD 12 (Paediatric Ward) | 2026-03-11 | 2026-03-12 |  | 2026-03-12 | N | 10 | 0 | PPM DONE
118 | KKM/JKN/HSA/10-05-01/H/20/235 | SYRINGE INFUSION PUMP | 3000 | HSASWOBE26012298 | WAD 12 (Paediatric Ward) | 2026-03-11 | 2026-03-12 |  | 2026-03-12 | N | 10 | 0 | PPM DONE
119 | KKM/JKN/HSA/10-05-01/H/20/194 | SPOT VITAL SIGN (NIBP) | 3983 | HSASWOBE26012299 | WAD 12 (Paediatric Ward) | 2026-03-11 | 2026-03-12 |  | 2026-03-12 | N | 10 | 0 | PPM DONE
120 | KKM/JKN/HSA/10-05-01/H/20/250 | HUMAN PATIENT SIMULATOR | 10000 | HSASWOBE26012300 | WAD 12 (Paediatric Ward) | 2026-03-11 | 2026-03-12 |  | 2026-03-12 | N | 30 | 0 | PPM DONE
123 | KKM/JKN/HSA/10-05-01/H/15/709 | SYRINGE INFUSION PUMP | 4300 | HSASWOBE26012303 | Unit Rawatan Rapi (ICU) | 2026-03-12 | 2026-03-13 |  | 2026-03-12 | N | 10 | 0 | PPM DONE
124 | KKM/JKN/HSA/10-05-01/H/15/710 | SYRINGE INFUSION PUMP | 4300 | HSASWOBE26012304 | Unit Rawatan Rapi (ICU) | 2026-03-12 | 2026-03-13 |  | 2026-03-12 | N | 10 | 0 | PPM DONE
125 | KKM/JKN/HSA/10-05-01/R/15/15032 | VORTEX MIXER | 814 | HSASWOBE26012305 | PATHOLOGY | 2026-03-12 | 2026-03-13 |  | 2026-03-12 | N | 10 | 0 | PPM DONE
130 | KKM/JKN/HSA/10-05-01/H/23/6 | ULTRASOUND SCANNER | 149800 | HSASWOBE26012310 | Klinik Obstetrik Ginekologi (O&G CLINIC) | 2026-03-12 | 2026-03-13 |  | 2026-03-16 | N | 300 | 0 | PPM DONE
131 | KKM/JKN/HSA/10-05-01/H/15/605 | DEFIBRILLATOR | 18250 | HSASWOBE26012313 | Jabatan Kecemasan & Trauma (ED) | 2026-03-13 | 2026-03-14 |  | 2026-03-13 | N | 40 | 0 | PPM DONE
133 | KKM/JKN/HSA/10-05-01/H/15/3941 | SHIMADZU UNIBLOC TOP LOADING BALANCES | 2760 | HSASWOBE26012315 | PATHOLOGY | 2026-03-13 | 2026-03-14 |  | 2026-03-13 | N | 10 | 0 | PPM DONE
134 | KKM/JKN/HSA/10-05-01/H/15/3947 | ANALYTICAL BALANCE | 2440 | HSASWOBE26012316 | PATHOLOGY | 2026-03-13 | 2026-03-14 |  | 2026-03-13 | N | 10 | 0 | PPM DONE
135 | KKM/JKN/HSA/10-05-01/R/15/16383 | SHIMADZU UNIBLOC TOP LOADING BALANCES | 1240 | HSASWOBE26012317 | IN PATIENT PHARMACY | 2026-03-13 | 2026-03-14 |  | 2026-03-13 | N | 10 | 0 | PPM DONE
136 | KKM/JKN/HSA/10-05-01/H/15/4030 | OPERATION LIGHT | 30000 | HSASWOBE26012318 | Unit Hemodialisis (HDU) | 2026-03-13 | 2026-03-14 |  | 2026-03-13 | N | 70 | 0 | PPM DONE
137 | KKM/JKN/HSA/10-05-01/H/15/676 | SYRINGE INFUSION PUMP | 4300 | HSASWOBE26012319 | High Dependency Ward (HDW) | 2026-03-13 | 2026-03-14 |  | 2026-03-13 | N | 10 | 0 | PPM DONE
138 | KKM/JKN/HSA/10-05-01/H/15/677 | SYRINGE INFUSION PUMP | 4300 | HSASWOBE26012320 | High Dependency Ward (HDW) | 2026-03-13 | 2026-03-14 |  | 2026-03-13 | N | 10 | 0 | PPM DONE
139 | KKM/JKN/HSA/10-05-01/H/15/678 | SYRINGE INFUSION PUMP | 4300 | HSASWOBE26012321 | High Dependency Ward (HDW) | 2026-03-13 | 2026-03-14 |  | 2026-03-13 | N | 10 | 0 | PPM DONE
140 | KKM/JKN/HSA/10-05-01/H/15/679 | SYRINGE INFUSION PUMP | 4300 | HSASWOBE26012322 | High Dependency Ward (HDW) | 2026-03-13 | 2026-03-14 |  | 2026-03-13 | N | 10 | 0 | PPM DONE
141 | KKM/JKN/HSA/10-05-01/H/15/680 | SYRINGE INFUSION PUMP | 4300 | HSASWOBE26012323 | High Dependency Ward (HDW) | 2026-03-13 | 2026-03-14 |  | 2026-03-13 | N | 10 | 0 | PPM DONE
142 | KKM/JKN/HSA/10-05-01/H/15/466 | SUCTION PUMP (ASPIRATOR) | 14000 | HSASWOBE26012324 | Jabatan Kecemasan & Trauma | 2026-03-13 | 2026-03-14 |  | 2026-03-13 | N | 30 | 0 | PPM DONE
143 | KKM/JKN/HSA/10-05-01/H/15/1606 | SPOT VITAL SIGN (NIBP) | 4355 | HSASWOBE26012338 | WAD 8B (Wad Obstetrik & Ginekologi 8B) | 2026-03-16 | 2026-03-17 |  | 2026-03-16 | N | 10 | 0 | PPM NOT DONE, BER
144 | KKM/JKN/HSA/10-05-01/H/15/1607 | SPOT VITAL SIGN (NIBP) | 4355 | HSASWOBE26012339 | WAD 8B (Wad Obstetrik & Ginekologi 8B) | 2026-03-16 | 2026-03-17 |  | 2026-03-16 | N | 10 | 0 | PPM DONE
146 | KKM/JKN/HSA/10-05-01/H/21/34 | ENTERAL FEEDING PUMP | 4200 | HSASWOBE26012341 | Unit Rawatan Rapi (ICU) | 2026-03-16 | 2026-03-17 |  | 2026-03-16 | N | 10 | 0 | PPM DONE
147 | KKM/JKN/HSA/10-05-01/H/21/35 | ENTERAL FEEDING PUMP | 4200 | HSASWOBE26012342 | Unit Rawatan Rapi (ICU) | 2026-03-16 | 2026-03-17 |  | 2026-03-16 | N | 10 | 0 | PPM DONE
150 | KKM/JKN/HSA/10-05-01/H/21/38 | ENTERAL FEEDING PUMP | 4200 | HSASWOBE26012345 | Unit Rawatan Rapi (ICU) | 2026-03-16 | 2026-03-17 |  | 2026-03-16 | N | 10 | 0 | PPM DONE
155 | KKM/JKN/HSA/10-05-01/H/15/2842 | BALANCES ELECTRONICS | 2440 | HSASWOBE26012351 | Perubatan Forensik (MORTUARY) | 2026-03-17 | 2026-03-18 |  | 2026-03-17 | N | 10 | 0 | PPM DONE
156 | KKM/JKN/HSA/10-05-01/H/15/714 | SYRINGE INFUSION PUMP | 4300 | HSASWOBE26012352 | Unit Rawatan Rapi (ICU) | 2026-03-17 | 2026-03-18 |  | 2026-03-17 | N | 10 | 0 | PPM DONE
157 | KKM/JKN/HSA/10-05-01/H/15/715 | SYRINGE INFUSION PUMP | 4300 | HSASWOBE26012353 | Unit Rawatan Rapi (ICU) | 2026-03-17 | 2026-03-18 |  | 2026-03-17 | N | 10 | 0 | PPM DONE
159 | KKM/JKN/HSA/10-05-01/H/15/717 | SYRINGE INFUSION PUMP | 4300 | HSASWOBE26012355 | Unit Rawatan Rapi (ICU) | 2026-03-17 | 2026-03-18 |  | 2026-03-17 | N | 10 | 0 | PPM DONE
160 | KKM/JKN/HSA/10-05-01/R/15/13485 | BALANCES ELECTRONICS | 1240 | HSASWOBE26012356 | Perubatan Forensik (MORTUARY) | 2026-03-17 | 2026-03-18 |  | 2026-03-17 | N | 10 | 0 | PPM DONE
170 | KKM/JKN/HSA/10-05-01/H/15/3093 | MESIN PENIMBANG/SCALE | 2760 | HSASWOBE26012366 | Perubatan Forensik (MORTUARY) | 2026-03-17 | 2026-03-18 |  | 2026-03-17 | N | 10 | 0 | PPM DONE
173 | KKM/JKN/HSA/10-05-01/H/15/642 | SYRINGE INFUSION PUMP | 4300 | HSASWOBE26012374 | Unit Rawatan Koronari (CCU) | 2026-03-18 | 2026-03-19 |  | 2026-03-18 | N | 10 | 0 | PPM DONE
174 | KKM/JKN/HSA/10-05-01/H/15/643 | SYRINGE INFUSION PUMP | 4300 | HSASWOBE26012375 | Unit Rawatan Koronari (CCU) | 2026-03-18 | 2026-03-19 |  | 2026-03-18 | N | 10 | 0 | PPM DONE
175 | KKM/JKN/HSA/10-05-01/H/15/644 | SYRINGE INFUSION PUMP | 4300 | HSASWOBE26012376 | Unit Rawatan Koronari (CCU) | 2026-03-18 | 2026-03-19 |  | 2026-03-18 | N | 10 | 0 | PPM DONE
176 | KKM/JKN/HSA/10-05-01/H/15/645 | SYRINGE INFUSION PUMP | 4300 | HSASWOBE26012377 | Unit Rawatan Koronari (CCU) | 2026-03-18 | 2026-03-19 |  | 2026-03-18 | N | 10 | 0 | PPM DONE
177 | KKM/JKN/HSA/10-05-01/H/15/646 | SYRINGE INFUSION PUMP | 4300 | HSASWOBE26012378 | Unit Rawatan Koronari (CCU) | 2026-03-18 | 2026-03-19 |  | 2026-03-18 | N | 10 | 0 | PPM DONE
178 | KKM/JKN/HSA/10-05-01/R/15/16169 | NEBULIZER | 1950 | HSASWOBE26012379 | Unit Rawatan Koronari (CCU) | 2026-03-18 | 2026-03-19 |  | 2026-03-18 | N | 10 | 0 | PPM DONE
179 | KKM/JKN/HSA/10-05-01/R/15/16170 | NEBULIZER | 1950 | HSASWOBE26012380 | Unit Rawatan Koronari (CCU) | 2026-03-18 | 2026-03-19 |  | 2026-03-18 | N | 10 | 0 | PPM DONE
180 | KKM/JKN/HSA/10-05-01/R/15/16171 | NEBULIZER | 1950 | HSASWOBE26012381 | Unit Rawatan Koronari (CCU) | 2026-03-18 | 2026-03-19 |  | 2026-03-18 | N | 10 | 0 | PPM DONE
181 | KKM/JKN/HSA/10-05-01/R/15/16166 | NEBULIZER | 1950 | HSASWOBE26012382 | Klinik Pembedahan Am (GEN SURGICAL CLINIC) | 2026-03-18 | 2026-03-19 |  | 2026-03-18 | N | 10 | 0 | PPM DONE
182 | KKM/JKN/HSA/10-05-01/R/15/16167 | NEBULIZER | 1950 | HSASWOBE26012383 | Unit Rawatan Rapi (ICU) | 2026-03-18 | 2026-03-19 |  | 2026-03-18 | N | 10 | 0 | PPM DONE
183 | KKM/JKN/HSA/10-05-01/R/15/16168 | NEBULIZER | 1950 | HSASWOBE26012384 | Unit Rawatan Rapi (ICU) | 2026-03-18 | 2026-03-19 |  | 2026-03-18 | N | 10 | 0 | PPM DONE
184 | KKM/JKN/HSA/10-05-01/R/15/16172 | NEBULIZER | 1950 | HSASWOBE26012385 | Unit Rawatan Perubatan Harian (MDC) | 2026-03-18 | 2026-03-19 |  | 2026-03-18 | N | 10 | 0 | PPM DONE
186 | KKM/JKN/HSA/10-05-01/H/23/5 | DEFIBRILLATOR | 24000 | HSASWOBE26012387 | PAC | 2026-03-18 | 2026-03-19 |  | 2026-03-18 | N | 50 | 0 | PPM DONE
192 | KKM/JKN/HSA/10-05-01/H/15/947 | PATIENT MONITORING EQUIP.(AUTOMATIC MULTIPARAMETER) | 31000 | HSASWOBE26012393 | Unit Rawatan Koronari (CCU) | 2026-03-19 | 2026-03-20 |  | 2026-03-19 | N | 70 | 0 | PPM DONE
193 | KKM/JKN/HSA/10-05-01/H/15/948 | PATIENT MONITORING EQUIP.(AUTOMATIC MULTIPARAMETER) | 31000 | HSASWOBE26012394 | Unit Rawatan Koronari (CCU) | 2026-03-19 | 2026-03-20 |  | 2026-03-19 | N | 70 | 0 | PPM DONE
194 | KKM/JKN/HSA/10-05-01/H/16/47 | ELECTROSURGERY | 45800 | HSASWOBE26012395 | Klinik Bedah Mulut & Klinik Pergigian Pediatrik | 2026-03-19 | 2026-03-20 |  | 2026-03-25 | N | 100 | 0 | PPM DONE
196 | KKM/JKN/HSA/10-05-01/R/15/17067 | DIAGNOSTIC SET ADULT | 1820 | HSASWOBE26012397 | WAD 10A (Wad Perubatan Lelaki 10A) | 2026-03-19 | 2026-03-20 |  | 2026-03-19 | N | 10 | 0 | PPM DONE
199 | KKM/JKN/HSA/10-05-01/H/15/2413 | OPERATION TABLE | 106531 | HSASWOBE26012400 | Dewan Bedah Utama (GOT) | 2026-03-20 | 2026-03-21 |  | 2026-03-20 | N | 220 | 0 | PPM DONE
200 | KKM/JKN/HSA/10-05-01/H/15/2414 | OPERATION TABLE | 124595 | HSASWOBE26012401 | Dewan Bedah Utama (GOT) | 2026-03-20 | 2026-03-21 |  | 2026-03-20 | N | 250 | 0 | PPM DONE
201 | KKM/JKN/HSA/10-05-01/H/15/2415 | OPERATION TABLE | 124595 | HSASWOBE26012402 | Dewan Bedah Utama (GOT) | 2026-03-20 | 2026-03-21 |  | 2026-03-20 | N | 250 | 0 | PPM NOT DONE
202 | KKM/JKN/HSA/10-05-01/H/15/2416 | OPERATION TABLE | 124595 | HSASWOBE26012403 | Dewan Bedah Utama (GOT) | 2026-03-20 | 2026-03-21 |  | 2026-03-20 | N | 250 | 0 | PPM DONE
203 | KKM/JKN/HSA/10-05-01/H/15/2417 | OPERATION TABLE | 124595 | HSASWOBE26012404 | Dewan Bedah Utama (GOT) | 2026-03-20 | 2026-03-21 |  | 2026-03-20 | N | 250 | 0 | PPM DONE
204 | KKM/JKN/HSA/10-05-01/H/15/2418 | OPERATION TABLE | 110545 | HSASWOBE26012405 | Dewan Bedah Utama (GOT) | 2026-03-20 | 2026-03-21 |  | 2026-03-20 | N | 230 | 0 | PPM DONE
205 | KKM/JKN/HSA/10-05-01/H/15/681 | SYRINGE INFUSION PUMP | 4300 | HSASWOBE26012406 | High Dependency Ward (HDW) | 2026-03-20 | 2026-03-21 |  | 2026-03-24 | N | 10 | 0 | PPM DONE
206 | KKM/JKN/HSA/10-05-01/H/15/682 | SYRINGE INFUSION PUMP | 4300 | HSASWOBE26012407 | High Dependency Ward (HDW) | 2026-03-20 | 2026-03-21 |  | 2026-03-24 | N | 10 | 0 | PPM DONE
207 | KKM/JKN/HSA/10-05-01/H/15/683 | SYRINGE INFUSION PUMP | 4300 | HSASWOBE26012408 | High Dependency Ward (HDW) | 2026-03-20 | 2026-03-21 |  | 2026-03-31 | N | 10 | 0 | PPM DONE
208 | KKM/JKN/HSA/10-05-01/H/15/684 | SYRINGE INFUSION PUMP | 4300 | HSASWOBE26012409 | High Dependency Ward (HDW) | 2026-03-20 | 2026-03-21 |  | 2026-03-24 | N | 10 | 0 | PPM DONE
211 | KKM/JKN/HSA/10-05-01/H/15/4877 | OPERATION LIGHT | 82550 | HSASWOBE26012412 | Dewan Bedah Utama (GOT) | 2026-03-20 | 2026-03-21 |  | 2026-03-20 | N | 170 | 0 | PPM DONE
212 | KKM/JKN/HSA/10-05-01/H/15/4878 | OPERATION LIGHT | 82550 | HSASWOBE26012413 | Dewan Bedah Utama (GOT) | 2026-03-20 | 2026-03-21 |  | 2026-03-20 | N | 170 | 0 | PPM DONE
213 | KKM/JKN/HSA/10-05-01/H/15/4879 | OPERATION LIGHT | 82550 | HSASWOBE26012414 | Dewan Bedah Utama (GOT) | 2026-03-20 | 2026-03-21 |  | 2026-03-20 | N | 170 | 0 | PPM DONE
214 | KKM/JKN/HSA/10-05-01/H/15/4880 | OPERATION LIGHT | 82550 | HSASWOBE26012415 | Dewan Bedah Utama (GOT) | 2026-03-20 | 2026-03-21 |  | 2026-03-20 | N | 170 | 0 | PPM DONE
215 | KKM/JKN/HSA/10-05-01/H/15/4881 | OPERATION LIGHT | 82550 | HSASWOBE26012416 | Dewan Bedah Utama (GOT) | 2026-03-20 | 2026-03-21 |  | 2026-03-20 | N | 170 | 0 | PPM DONE
218 | KKM/JKN/HSA/10-05-01/R/15/16179 | NEBULIZER | 1950 | HSASWOBE26012419 | WAD 10B (Wad Perubatan Perempuan 10B) | 2026-03-23 | 2026-03-24 |  | 2026-03-23 | N | 10 | 0 | PPM DONE
219 | KKM/JKN/HSA/10-05-01/R/15/16180 | NEBULIZER | 1950 | HSASWOBE26012420 | WAD 10B (Wad Perubatan Perempuan 10B) | 2026-03-23 | 2026-03-24 |  | 2026-03-23 | N | 10 | 0 | PPM DONE
220 | KKM/JKN/HSA/10-05-01/H/15/4891 | MEDICAL AIR COMPRESSOR | 78000 | HSASWOBE26012421 | Klinik Bedah Mulut & Klinik Pergigian Pediatrik | 2026-03-23 | 2026-03-24 |  | 2026-03-25 | N | 160 | 0 | PPM DONE
223 | KKM/JKN/HSA/10-05-01/H/21/31 | VENTILATOR | 138000 | HSASWOBE26012424 | Unit Rawatan Rapi (ICU) | 2026-03-23 | 2026-03-24 |  | 2026-03-23 | N | 280 | 0 | PPM DONE
224 | KKM/JKN/HSA/10-05-01/H/21/32 | VENTILATOR | 138000 | HSASWOBE26012425 | Unit Rawatan Rapi (ICU) | 2026-03-23 | 2026-03-24 |  | 2026-03-23 | N | 280 | 0 | PPM DONE
225 | KKM/JKN/HSA/10-05-01/H/15/718 | SYRINGE INFUSION PUMP | 4300 | HSASWOBE26012426 | Unit Rawatan Rapi (ICU) | 2026-03-24 | 2026-03-25 |  | 2026-03-24 | N | 10 | 0 | PPM DONE
226 | KKM/JKN/HSA/10-05-01/H/15/694 | SYRINGE INFUSION PUMP | 4300 | HSASWOBE26012427 | Unit Rawatan Rapi (ICU) | 2026-03-24 | 2026-03-25 |  | 2026-03-24 | N | 10 | 0 | PPM DONE
227 | KKM/JKN/HSA/10-05-01/H/15/729 | SYRINGE INFUSION PUMP | 4300 | HSASWOBE26012428 | Unit Rawatan Rapi (ICU) | 2026-03-24 | 2026-03-25 |  | 2026-03-24 | N | 10 | 0 | PPM DONE
228 | KKM/JKN/HSA/10-05-01/H/15/730 | SYRINGE INFUSION PUMP | 4300 | HSASWOBE26012429 | Unit Rawatan Rapi (ICU) | 2026-03-24 | 2026-03-25 |  | 2026-03-24 | N | 10 | 0 | PPM DONE
229 | KKM/JKN/HSA/10-05-01/H/15/5108 | LAMP OPERATING MINOR | 30000 | HSASWOBE26012430 | Klinik Oftalmologi (OPHTHAL CLINIC) | 2026-03-24 | 2026-03-25 |  | 2026-03-24 | N | 70 | 0 | PPM DONE
230 | KKM/JKN/HSA/10-05-01/H/23/7 | ULTRASOUND SCANNER | 97500 | HSASWOBE26012431 | Klinik Obstetrik Ginekologi (O&G CLINIC) | 2026-03-24 | 2026-03-25 |  | 2026-03-04 | N | 200 | 0 | PPM DONE
231 | KKM/JKN/HSA/10-05-01/H/23/8 | ULTRASOUND SCANNER | 97500 | HSASWOBE26012432 | PAC | 2026-03-24 | 2026-03-25 |  | 2026-03-04 | N | 200 | 0 | PPM DONE
233 | KKM/JKN/HSA/10-05-01/H/15/4876 | OPERATION LIGHT | 82550 | HSASWOBE26012434 | Dewan Bedah Utama (GOT) | 2026-03-25 | 2026-03-26 |  | 2026-03-25 | N | 170 | 0 | PPM DONE
234 | KKM/JKN/HSA/10-05-01/H/15/1276 | OPERATION TABLE | 33294 | HSASWOBE26012435 | Dewan Bedah Utama (GOT) | 2026-03-25 | 2026-03-26 |  | 2026-03-25 | N | 70 | 0 | PPM DONE
235 | KKM/JKN/HSA/10-05-01/H/15/1277 | OPERATION TABLE | 141381 | HSASWOBE26012436 | Dewan Bedah Utama (GOT) | 2026-03-25 | 2026-03-26 |  | 2026-03-25 | N | 290 | 0 | PPM DONE
236 | KKM/JKN/HSA/10-05-01/H/15/647 | SYRINGE INFUSION PUMP | 4300 | HSASWOBE26012437 | Unit Rawatan Koronari (CCU) | 2026-03-25 | 2026-03-26 |  | 2026-03-25 | N | 10 | 0 | PPM DONE
237 | KKM/JKN/HSA/10-05-01/H/15/648 | SYRINGE INFUSION PUMP | 4300 | HSASWOBE26012438 | Unit Rawatan Koronari (CCU) | 2026-03-25 | 2026-03-26 |  | 2026-03-25 | N | 10 | 0 | PPM DONE
238 | KKM/JKN/HSA/10-05-01/H/15/649 | SYRINGE INFUSION PUMP | 4300 | HSASWOBE26012439 | Unit Rawatan Koronari (CCU) | 2026-03-25 | 2026-03-26 |  | 2026-03-25 | N | 10 | 0 | PPM DONE
239 | KKM/JKN/HSA/10-05-01/H/15/650 | SYRINGE INFUSION PUMP | 4300 | HSASWOBE26012440 | Unit Rawatan Koronari (CCU) | 2026-03-25 | 2026-03-26 |  | 2026-03-25 | N | 10 | 0 | PPM DONE
240 | KKM/JKN/HSA/10-05-01/H/15/651 | SYRINGE INFUSION PUMP | 4300 | HSASWOBE26012441 | Unit Rawatan Koronari (CCU) | 2026-03-25 | 2026-03-26 |  | 2026-03-25 | N | 10 | 0 | PPM DONE
249 | KKM/JKN/HSA/10-05-01/H/16/119 | OPHTHALMOSCOPE | 4782 | HSASWOBE26012452 | Klinik Oftalmologi (OPHTHAL CLINIC) | 2026-03-26 | 2026-03-27 |  | 2026-03-26 | N | 10 | 0 | PPM DONE
250 | KKM/JKN/HSA/10-05-01/R/15/14864 | BLOOD PRESSURE MONITOR (SPHYGMOMANOMETER) | 452.81 | HSASWOBE26012453 | Dewan Bersalin (LDU) | 2026-03-26 | 2026-03-27 |  | 2026-03-26 | N | 10 | 0 | PPM NOT DONE, BER
269 | KKM/JKN/HSA/10-05-01/H/15/1272 | OPERATION TABLE | 61557 | HSASWOBE26012472 | Klinik Ortopedik (ORTHO CLINIC) | 2026-03-27 | 2026-03-28 |  | 2026-03-27 | N | 130 | 0 | PPM DONE
270 | KKM/JKN/HSA/10-05-01/H/15/1273 | OPERATION TABLE | 61557 | HSASWOBE26012473 | Klinik Ortopedik (ORTHO CLINIC) | 2026-03-27 | 2026-03-28 |  | 2026-03-27 | N | 130 | 0 | PPM DONE
272 | KKM/JKN/HSA/10-05-01/H/15/618 | SYRINGE INFUSION PUMP | 4300 | HSASWOBE26012475 | Unit Rawatan Koronari (CCU) | 2026-03-27 | 2026-03-28 |  | 2026-03-27 | N | 10 | 0 | PPM DONE
273 | KKM/JKN/HSA/10-05-01/H/15/719 | SYRINGE INFUSION PUMP | 4300 | HSASWOBE26012476 | Unit Rawatan Rapi (ICU) | 2026-03-27 | 2026-03-28 |  | 2026-03-27 | N | 10 | 0 | PPM DONE
274 | KKM/JKN/HSA/10-05-01/H/15/720 | SYRINGE INFUSION PUMP | 4300 | HSASWOBE26012477 | Unit Rawatan Rapi (ICU) | 2026-03-27 | 2026-03-28 |  | 2026-03-27 | N | 10 | 0 | PPM DONE
275 | KKM/JKN/HSA/10-05-01/H/15/721 | SYRINGE INFUSION PUMP | 4300 | HSASWOBE26012478 | Unit Rawatan Rapi (ICU) | 2026-03-27 | 2026-03-28 |  | 2026-03-27 | N | 10 | 0 | PPM DONE
276 | KKM/JKN/HSA/10-05-01/H/15/722 | SYRINGE INFUSION PUMP | 4300 | HSASWOBE26012479 | Unit Rawatan Rapi (ICU) | 2026-03-27 | 2026-03-28 |  | 2026-03-27 | N | 10 | 0 | PPM DONE
277 | KKM/JKN/HSA/10-05-01/H/15/723 | SYRINGE INFUSION PUMP | 4300 | HSASWOBE26012480 | Unit Rawatan Rapi (ICU) | 2026-03-27 | 2026-03-28 |  | 2026-03-27 | N | 10 | 0 | PPM DONE
278 | KKM/JKN/HSA/10-05-01/H/15/2173 | SUCTION APPARATUS | 3386.5 | HSASWOBE26012481 | WAD 8A (Wad Obstetrik & Ginekologi 8A) | 2026-03-27 | 2026-03-28 |  | 2026-03-27 | N | 10 | 0 | PPM DONE
279 | KKM/JKN/HSA/10-05-01/H/15/3999 | OSMOMETERS | 22800 | HSASWOBE26012482 | PATHOLOGY | 2026-03-27 | 2026-03-28 |  | 2026-03-27 | N | 50 | 0 | PPM NOT DONE, BER
281 | KKM/JKN/HSA/10-05-01/H/15/4014 | CELL WASH CENTRIFUGE (SEROFUGE) | 5500 | HSASWOBE26012484 | PATHOLOGY | 2026-03-30 | 2026-03-31 |  | 2026-03-30 | N | 20 | 0 | PPM DONE
282 | KKM/JKN/HSA/10-05-01/H/15/4015 | CELL WASH CENTRIFUGE (SEROFUGE) | 5500 | HSASWOBE26012485 | PATHOLOGY | 2026-03-30 | 2026-03-31 |  | 2026-03-30 | N | 20 | 0 | PPM NOT DONE, BER
283 | KKM/JKN/HSA/10-05-01/H/21/265 | DEFIBRILLATOR PACER ANALYZER | 16500 | HSASWOBE26012709 | (Multidiscipline Ward) MDW | 2026-03-11 | 2026-03-12 |  | 2026-03-11 | N | 40 | 0 | PPM DONE
Current Month (Work order open)
1 | KKM/JKN/HSA/10-05-01/H/15/4999 | MOBILE X-RAY MACHINE (H/15/4999) | 105500 | HSASWOBE26012178 | Jabatan Pengimejan & Diagnostik | 2026-03-02 | 2026-03-03 |  |  | N | 220 | 0 | RESCHEDULE
2 | KKM/JKN/HSA/10-05-01/H/15/2535 | MOBILE X-RAY MACHINE | 105500 | HSASWOBE26012179 | Jabatan Pengimejan & Diagnostik | 2026-03-03 | 2026-03-04 |  |  | N | 220 | 0 | RESCHEDULE
3 | KKM/JKN/HSA/10-05-01/H/15/2537 | MOBILE X-RAY MACHINE | 105500 | HSASWOBE26012180 | Unit Rawatan Rapi Neonatal (NICU) | 2026-03-03 | 2026-03-04 |  |  | N | 220 | 0 | RESCHEDULE
4 | KKM/JKN/HSA/10-05-01/H/15/4298 | CARDIOTOCOGRAPH MACHINE | 10200 | HSASWOBE26012185 | Dewan Bersalin (LDU) | 2026-03-03 | 2026-03-04 |  |  | N | 30 | 0 | RESCHEDULE
5 | KKM/JKN/HSA/10-05-01/R/15/16156 | NEBULIZER | 1950 | HSASWOBE26012196 | LEVEL 6 (Wad Multidisiplin Perempuan) | 2026-03-03 | 2026-03-04 |  |  | N | 10 | 0 | RESCHEDULE
6 | KKM/JKN/HSA/10-05-01/R/15/16150 | NEBULIZER | 1950 | HSASWOBE26012197 | Klinik Ortopedik (ORTHO CLINIC) | 2026-03-03 | 2026-03-04 |  |  | N | 10 | 0 | RESCHEDULE
7 | KKM/JKN/HSA/10-05-01/H/15/811 | SYRINGE INFUSION PUMP | 4300 | HSASWOBE26012203 | Unit Rawatan Rapi Neonatal (NICU) | 2026-03-04 | 2026-03-05 |  |  | N | 10 | 0 | RESCHEDULE
8 | KKM/JKN/HSA/10-05-01/H/15/812 | SYRINGE INFUSION PUMP | 4300 | HSASWOBE26012204 | Unit Rawatan Rapi Neonatal (NICU) | 2026-03-04 | 2026-03-05 |  |  | N | 10 | 0 | RESCHEDULE
9 | KKM/JKN/HSA/10-05-01/H/15/5040 | ELECTROSURGICAL UNIT | 33286.5 | HSASWOBE26012210 | Dewan Bedah Bersalin (MOT) | 2026-03-05 | 2026-03-06 |  |  | N | 70 | 0 | RESCHEDULE
10 | KKM/JKN/HSA/10-05-01/H/15/807 | SYRINGE INFUSION PUMP | 4300 | HSASWOBE26012211 | Unit Rawatan Rapi Neonatal (NICU) | 2026-03-05 | 2026-03-06 |  |  | N | 10 | 0 | RESCHEDULE
11 | KKM/JKN/HSA/10-05-01/H/15/808 | SYRINGE INFUSION PUMP | 4300 | HSASWOBE26012212 | Unit Rawatan Rapi Neonatal (NICU) | 2026-03-05 | 2026-03-06 |  |  | N | 10 | 0 | RESCHEDULE
12 | KKM/JKN/HSA/10-05-01/H/15/809 | SYRINGE INFUSION PUMP | 4300 | HSASWOBE26012213 | Unit Rawatan Rapi Neonatal (NICU) | 2026-03-05 | 2026-03-06 |  |  | N | 10 | 0 | RESCHEDULE
13 | KKM/JKN/HSA/10-05-01/H/15/810 | SYRINGE INFUSION PUMP | 4300 | HSASWOBE26012214 | Unit Rawatan Rapi Neonatal (NICU) | 2026-03-05 | 2026-03-06 |  |  | N | 10 | 0 | RESCHEDULE
14 | KKM/JKN/HSA/10-05-01/R/15/17039 | NEBULISER COMPRESSOR | 1950 | HSASWOBE26012217 | Jabatan Kecemasan & Trauma (ED) | 2026-03-05 | 2026-03-06 |  |  | N | 10 | 0 | RESCHEDULE
15 | KKM/JKN/HSA/10-05-01/R/15/17040 | NEBULISER COMPRESSOR | 1950 | HSASWOBE26012218 | Jabatan Kecemasan & Trauma (ED) | 2026-03-05 | 2026-03-06 |  |  | N | 10 | 0 | RESCHEDULE
16 | KKM/JKN/HSA/10-05-01/H/15/2533 | X-RAY MESIN C ARM | 210000 | HSASWOBE26012223 | Dewan Bedah Utama (GOT) | 2026-03-06 | 2026-03-07 |  |  | N | 430 | 0 | RESCHEDULE
17 | KKM/JKN/HSA/10-05-01/H/15/968 | VITALOGRAPH SPIROMETER | 8880 | HSASWOBE26012226 | Unit Rawatan Koronari (CCU) | 2026-03-06 | 2026-03-07 |  |  | N | 20 | 0 | RESCHEDULE
18 | KKM/JKN/HSA/10-05-01/H/15/970 | VITALOGRAPH SPIROMETER | 8880 | HSASWOBE26012228 | Klinik Perubatan AM (GEN MEDICINE CLINIC) | 2026-03-06 | 2026-03-07 |  |  | N | 20 | 0 | RESCHEDULE
19 | KKM/JKN/HSA/10-05-01/H/16/11 | PHOTOTHERAPY RADIOMETER | 11500 | HSASWOBE26012229 | Unit Rawatan Rapi Neonatal (NICU) | 2026-03-06 | 2026-03-07 |  |  | N | 30 | 0 | RESCHEDULE
20 | KKM/JKN/HSA/10-05-01/H/16/111 | MACHINE CPM KNEE (P 0045 N) | 18620 | HSASWOBE26012230 | WAD 11 (Orthopaedic Ward) | 2026-03-06 | 2026-03-07 |  |  | N | 40 | 0 | RESCHEDULE
21 | KKM/JKN/HSA/10-05-01/H/15/671 | SYRINGE INFUSION PUMP | 4300 | HSASWOBE26012231 | High Dependency Ward (HDW) | 2026-03-06 | 2026-03-07 |  |  | N | 10 | 0 | RESCHEDULE
22 | KKM/JKN/HSA/10-05-01/H/15/674 | SYRINGE INFUSION PUMP | 4300 | HSASWOBE26012234 | High Dependency Ward (HDW) | 2026-03-06 | 2026-03-07 |  |  | N | 10 | 0 | RESCHEDULE
23 | KKM/JKN/HSA/10-05-01/H/20/78 | PULSE OXIMETER AND SIMULATOR | 7400 | HSASWOBE26012241 | Unit Rawatan Rapi Neonatal (NICU) | 2026-03-06 | 2026-03-07 |  |  | N | 20 | 0 | RESCHEDULE
24 | KKM/JKN/HSA/10-05-01/H/20/195 | SPOT VITAL SIGN (NIBP) | 3983 | HSASWOBE26012249 | WAD 11 (Orthopaedic Ward) | 2026-03-06 | 2026-03-07 |  |  | N | 10 | 0 | RESCHEDULE
25 | KKM/JKN/HSA/10-05-01/H/20/257 | PULSE OXIMETER | 5500 | HSASWOBE26012250 | Unit Rawatan Rapi Neonatal (NICU) | 2026-03-06 | 2026-03-07 |  |  | N | 20 | 0 | RESCHEDULE
26 | KKM/JKN/HSA/10-05-01/H/20/258 | PULSE OXIMETER | 5500 | HSASWOBE26012251 | Unit Rawatan Rapi Neonatal (NICU) | 2026-03-06 | 2026-03-07 |  |  | N | 20 | 0 | RESCHEDULE
27 | KKM/JKN/HSA/10-05-01/H/20/259 | PULSE OXIMETER | 5500 | HSASWOBE26012252 | Unit Rawatan Rapi Neonatal (NICU) | 2026-03-06 | 2026-03-07 |  |  | N | 20 | 0 | RESCHEDULE
28 | KKM/JKN/HSA/10-05-01/H/23/42 | X-RAY CARM | 332177.94 | HSASWOBE26012253 | Dewan Bedah Utama (GOT) | 2026-03-06 | 2026-03-07 |  |  | N | 670 | 0 | RESCHEDULE
29 | KKM/JKN/HSA/10-05-01/H/15/5041 | ELECTROSURGICAL UNIT | 33286.5 | HSASWOBE26012259 | Dewan Bedah Bersalin (MOT) | 2026-03-10 | 2026-03-11 |  |  | N | 70 | 0 | RESCHEDULE
30 | KKM/JKN/HSA/10-05-01/H/15/3886 | SYRINGE INFUSION PUMP | 4300 | HSASWOBE26012264 | Unit Rawatan Rapi Neonatal (NICU) | 2026-03-10 | 2026-03-11 |  |  | N | 10 | 0 | RESCHEDULE
31 | KKM/JKN/HSA/10-05-01/H/15/3887 | SYRINGE INFUSION PUMP | 4300 | HSASWOBE26012265 | Unit Rawatan Rapi Neonatal (NICU) | 2026-03-10 | 2026-03-11 |  |  | N | 10 | 0 | RESCHEDULE
32 | KKM/JKN/HSA/10-05-01/H/15/3888 | SYRINGE INFUSION PUMP | 4300 | HSASWOBE26012266 | Unit Rawatan Rapi Neonatal (NICU) | 2026-03-10 | 2026-03-11 |  |  | N | 10 | 0 | RESCHEDULE
33 | KKM/JKN/HSA/10-05-01/H/15/2268 | SYRINGE INFUSION PUMP | 2700 | HSASWOBE26012267 | WAD 9A (Wad Pembedahan Lelaki 9A) | 2026-03-10 | 2026-03-11 |  |  | N | 10 | 0 | RESCHEDULE
34 | KKM/JKN/HSA/10-05-01/H/15/2269 | SYRINGE INFUSION PUMP | 2700 | HSASWOBE26012268 | WAD 9A (Wad Pembedahan Lelaki 9A) | 2026-03-10 | 2026-03-11 |  |  | N | 10 | 0 | RESCHEDULE
35 | KKM/JKN/HSA/10-05-01/H/15/2270 | SYRINGE INFUSION PUMP | 2700 | HSASWOBE26012269 | WAD 9A (Wad Pembedahan Lelaki 9A) | 2026-03-10 | 2026-03-11 |  |  | N | 10 | 0 | RESCHEDULE
36 | KKM/JKN/HSA/10-05-01/H/15/2271 | SYRINGE INFUSION PUMP | 2700 | HSASWOBE26012270 | WAD 9A (Wad Pembedahan Lelaki 9A) | 2026-03-10 | 2026-03-11 |  |  | N | 10 | 0 | RESCHEDULE
37 | KKM/JKN/HSA/10-05-01/H/22/22 | PATIENT MONITOR EQUIPMENT | 7280 | HSASWOBE26012271 | Unit Rawatan Rapi Neonatal (NICU) | 2026-03-10 | 2026-03-11 |  |  | N | 20 | 0 | RESCHEDULE
38 | KKM/JKN/HSA/10-05-01/H/15/797 | SYRINGE INFUSION PUMP | 4300 | HSASWOBE26012278 | Unit Rawatan Rapi Neonatal (NICU) | 2026-03-11 | 2026-03-12 |  |  | N | 10 | 0 | RESCHEDULE
39 | KKM/JKN/HSA/10-05-01/H/15/4872 | GENERAL X-RAY MACHINE | 554438.3 | HSASWOBE26012279 | Jabatan Pengimejan & Diagnostik | 2026-03-11 | 2026-03-12 |  |  | N | 1110 | 0 | RESCHEDULE
40 | KKM/JKN/HSA/10-05-01/H/15/4873 | GENERAL X-RAY MACHINE | 416000 | HSASWOBE26012280 | Jabatan Pengimejan & Diagnostik | 2026-03-11 | 2026-03-12 |  |  | N | 840 | 0 | RESCHEDULE
41 | KKM/JKN/HSA/10-05-01/H/15/860 | SYRINGE INFUSION PUMP | 4300 | HSASWOBE26012281 | Unit Rawatan Rapi Neonatal (NICU) | 2026-03-11 | 2026-03-12 |  |  | N | 10 | 0 | RESCHEDULE
42 | KKM/JKN/HSA/10-05-01/H/15/862 | SYRINGE INFUSION PUMP | 4300 | HSASWOBE26012282 | Unit Rawatan Rapi Neonatal (NICU) | 2026-03-11 | 2026-03-12 |  |  | N | 10 | 0 | RESCHEDULE
43 | KKM/JKN/HSA/10-05-01/H/15/864 | SYRINGE INFUSION PUMP | 4300 | HSASWOBE26012283 | Unit Rawatan Rapi Neonatal (NICU) | 2026-03-11 | 2026-03-12 |  |  | N | 10 | 0 | RESCHEDULE
44 | KKM/JKN/HSA/10-05-01/H/16/17 | NON INVASIVE CARDIAC OUTPUT MONITORING | 16000 | HSASWOBE26012284 | Unit Rawatan Rapi Neonatal (NICU) | 2026-03-11 | 2026-03-12 |  |  | N | 40 | 0 | RESCHEDULE
45 | KKM/JKN/HSA/10-05-01/H/20/129 | INFUSION PUMP | 3150 | HSASWOBE26012294 | WAD 12 (Paediatric Ward) | 2026-03-11 | 2026-03-12 |  |  | N | 10 | 0 | RESCHEDULE
46 | KKM/JKN/HSA/10-05-01/H/21/265 | DEFIBRILLATOR PACER ANALYZER | 16500 | HSASWOBE26012301 | (Multidiscipline Ward) MDW | 2026-03-11 | 2026-03-12 |  |  | N | 40 | 0 | RESCHEDULE
47 | KKM/JKN/HSA/10-05-01/H/15/2807 | DEFIBRILLATOR | 14250 | HSASWOBE26012302 | Jabatan Kecemasan & Trauma (ED) | 2026-03-12 | 2026-03-13 |  |  | N | 30 | 0 | RESCHEDULE
48 | KKM/JKN/HSA/10-05-01/R/15/15033 | VORTEX MIXER | 814 | HSASWOBE26012306 | PATHOLOGY | 2026-03-12 | 2026-03-13 |  |  | N | 10 | 0 | RESCHEDULE
49 | KKM/JKN/HSA/10-05-01/R/15/15034 | VORTEX MIXER | 814 | HSASWOBE26012307 | PATHOLOGY | 2026-03-12 | 2026-03-13 |  |  | N | 10 | 0 | RESCHEDULE
50 | KKM/JKN/HSA/10-05-01/H/15/5048 | PATIENT MONITOR | 32900 | HSASWOBE26012308 | Dewan Bedah Bersalin (MOT) | 2026-03-12 | 2026-03-13 |  |  | N | 70 | 0 | RESCHEDULE
51 | KKM/JKN/HSA/10-05-01/H/15/4874 | GENERAL X-RAY MACHINE | 416000 | HSASWOBE26012309 | Jabatan Pengimejan & Diagnostik | 2026-03-12 | 2026-03-13 |  |  | N | 840 | 0 | RESCHEDULE
52 | KKM/JKN/HSA/10-05-01/H/15/2534 | MOBILE X-RAY MACHINE | 105500 | HSASWOBE26012314 | Jabatan Pengimejan & Diagnostik | 2026-03-13 | 2026-03-14 |  |  | N | 220 | 0 | RESCHEDULE
53 | KKM/JKN/HSA/10-05-01/H/21/33 | VIDEO LARYNGOSCOPE | 126000 | HSASWOBE26012340 | Unit Rawatan Rapi (ICU) | 2026-03-16 | 2026-03-17 |  |  | N | 260 | 0 | RESCHEDULE
54 | KKM/JKN/HSA/10-05-01/H/21/36 | ENTERAL FEEDING PUMP | 4200 | HSASWOBE26012343 | Unit Rawatan Rapi (ICU) | 2026-03-16 | 2026-03-17 |  |  | N | 10 | 0 | RESCHEDULE
55 | KKM/JKN/HSA/10-05-01/H/21/37 | ENTERAL FEEDING PUMP | 4200 | HSASWOBE26012344 | Unit Rawatan Rapi (ICU) | 2026-03-16 | 2026-03-17 |  |  | N | 10 | 0 | RESCHEDULE
56 | KKM/JKN/HSA/10-05-01/H/20/225 | PATIENT MONITORING EQUIPMENT | 23333.33 | HSASWOBE26012346 | WAD 9B (Wad Pembedahan Lelaki 9B) | 2026-03-16 | 2026-03-17 |  |  | N | 50 | 0 | RESCHEDULE
57 | KKM/JKN/HSA/10-05-01/H/20/226 | PATIENT MONITORING EQUIPMENT | 23333.33 | HSASWOBE26012347 | WAD 9B (Wad Pembedahan Lelaki 9B) | 2026-03-16 | 2026-03-17 |  |  | N | 50 | 0 | RESCHEDULE
58 | KKM/JKN/HSA/10-05-01/H/20/227 | PATIENT MONITORING EQUIPMENT | 23333.33 | HSASWOBE26012348 | WAD 9B (Wad Pembedahan Lelaki 9B) | 2026-03-16 | 2026-03-17 |  |  | N | 50 | 0 | RESCHEDULE
59 | KKM/JKN/HSA/10-05-01/H/21/9 | PORTABLE REVERSE OSMOSIS (RO) WATER SYSTEM | 40000 | HSASWOBE26012349 | High Dependency Ward (HDW) | 2026-03-16 | 2026-03-17 |  |  | N | 90 | 0 | RESCHEDULE
60 | KKM/JKN/HSA/10-05-01/H/15/716 | SYRINGE INFUSION PUMP | 4300 | HSASWOBE26012354 | Unit Rawatan Rapi (ICU) | 2026-03-17 | 2026-03-18 |  |  | N | 10 | 0 | RESCHEDULE
61 | KKM/JKN/HSA/10-05-01/H/15/3885 | SYRINGE INFUSION PUMP | 4300 | HSASWOBE26012357 | Unit Rawatan Rapi Neonatal (NICU) | 2026-03-17 | 2026-03-18 |  |  | N | 10 | 0 | RESCHEDULE
62 | KKM/JKN/HSA/10-05-01/H/15/846 | SYRINGE INFUSION PUMP | 4300 | HSASWOBE26012358 | Unit Rawatan Rapi Neonatal (NICU) | 2026-03-17 | 2026-03-18 |  |  | N | 10 | 0 | RESCHEDULE
63 | KKM/JKN/HSA/10-05-01/H/15/852 | SYRINGE INFUSION PUMP | 4300 | HSASWOBE26012359 | Unit Rawatan Rapi Neonatal (NICU) | 2026-03-17 | 2026-03-18 |  |  | N | 10 | 0 | RESCHEDULE
64 | KKM/JKN/HSA/10-05-01/H/15/853 | SYRINGE INFUSION PUMP | 4300 | HSASWOBE26012360 | Unit Rawatan Rapi Neonatal (NICU) | 2026-03-17 | 2026-03-18 |  |  | N | 10 | 0 | RESCHEDULE
65 | KKM/JKN/HSA/10-05-01/H/15/854 | SYRINGE INFUSION PUMP | 4300 | HSASWOBE26012361 | Unit Rawatan Rapi Neonatal (NICU) | 2026-03-17 | 2026-03-18 |  |  | N | 10 | 0 | RESCHEDULE
66 | KKM/JKN/HSA/10-05-01/H/15/855 | SYRINGE INFUSION PUMP | 4300 | HSASWOBE26012362 | Unit Rawatan Rapi Neonatal (NICU) | 2026-03-17 | 2026-03-18 |  |  | N | 10 | 0 | RESCHEDULE
67 | KKM/JKN/HSA/10-05-01/H/15/856 | SYRINGE INFUSION PUMP | 4300 | HSASWOBE26012363 | Unit Rawatan Rapi Neonatal (NICU) | 2026-03-17 | 2026-03-18 |  |  | N | 10 | 0 | RESCHEDULE
68 | KKM/JKN/HSA/10-05-01/H/15/857 | SYRINGE INFUSION PUMP | 4300 | HSASWOBE26012364 | Unit Rawatan Rapi Neonatal (NICU) | 2026-03-17 | 2026-03-18 |  |  | N | 10 | 0 | RESCHEDULE
69 | KKM/JKN/HSA/10-05-01/H/15/859 | SYRINGE INFUSION PUMP | 4300 | HSASWOBE26012365 | Unit Rawatan Rapi Neonatal (NICU) | 2026-03-17 | 2026-03-18 |  |  | N | 10 | 0 | RESCHEDULE
70 | KKM/JKN/HSA/10-05-01/H/15/2538 | MAMMO X-RAY MACHINE | 990000 | HSASWOBE26012372 | Pengimejan dan Diagnostik | 2026-03-18 | 2026-03-19 |  |  | N | 1990 | 0 | RESCHEDULE
71 | KKM/JKN/HSA/10-05-01/H/15/1278 | OPERATION TABLE | 141381 | HSASWOBE26012373 | Dewan Bedah Utama (GOT) | 2026-03-18 | 2026-03-19 |  |  | N | 290 | 0 | RESCHEDULE
72 | KKM/JKN/HSA/10-05-01/R/15/16165 | NEBULIZER | 1950 | HSASWOBE26012386 | LEVEL 6 (Wad Multidisiplin Perempuan) | 2026-03-18 | 2026-03-19 |  |  | N | 10 | 0 | RESCHEDULE
73 | KKM/JKN/HSA/10-05-01/H/15/795 | SYRINGE INFUSION PUMP | 4300 | HSASWOBE26012388 | Unit Rawatan Rapi Neonatal (NICU) | 2026-03-19 | 2026-03-20 |  |  | N | 10 | 0 | RESCHEDULE
74 | KKM/JKN/HSA/10-05-01/H/15/796 | SYRINGE INFUSION PUMP | 4300 | HSASWOBE26012389 | Unit Rawatan Rapi Neonatal (NICU) | 2026-03-19 | 2026-03-20 |  |  | N | 10 | 0 | RESCHEDULE
75 | KKM/JKN/HSA/10-05-01/H/15/798 | SYRINGE INFUSION PUMP | 4300 | HSASWOBE26012390 | Unit Rawatan Rapi Neonatal (NICU) | 2026-03-19 | 2026-03-20 |  |  | N | 10 | 0 | RESCHEDULE
76 | KKM/JKN/HSA/10-05-01/H/15/799 | SYRINGE INFUSION PUMP | 4300 | HSASWOBE26012391 | Unit Rawatan Rapi Neonatal (NICU) | 2026-03-19 | 2026-03-20 |  |  | N | 10 | 0 | RESCHEDULE
77 | KKM/JKN/HSA/10-05-01/H/15/800 | SYRINGE INFUSION PUMP | 4300 | HSASWOBE26012392 | Unit Rawatan Rapi Neonatal (NICU) | 2026-03-19 | 2026-03-20 |  |  | N | 10 | 0 | RESCHEDULE
78 | KKM/JKN/HSA/10-05-01/H/16/82 | DENTAL DIODE LASER | 38500 | HSASWOBE26012396 | Klinik Bedah Mulut & Klinik Pergigian Pediatrik | 2026-03-19 | 2026-03-20 |  |  | N | 80 | 0 | RESCHEDULE
79 | KKM/JKN/HSA/10-05-01/H/15/5050 | MODULE (PMS) | 32900 | HSASWOBE26012398 | Dewan Bedah Bersalin (MOT) | 2026-03-20 | 2026-03-21 |  |  | N | 70 | 0 | RESCHEDULE
80 | KKM/JKN/HSA/10-05-01/H/15/5049 | MODULE (PMS) | 32900 | HSASWOBE26012399 | Dewan Bedah Bersalin (MOT) | 2026-03-20 | 2026-03-21 |  |  | N | 70 | 0 | RESCHEDULE
81 | KKM/JKN/HSA/10-05-01/H/15/685 | SYRINGE INFUSION PUMP | 4300 | HSASWOBE26012410 | High Dependency Ward (HDW) | 2026-03-20 | 2026-03-21 |  |  | N | 10 | 0 | RESCHEDULE
82 | KKM/JKN/HSA/10-05-01/H/16/142 | ULTRASOUND SCANNER | 289990 | HSASWOBE26012411 | Klinik Perubatan AM (GEN MEDICINE CLINIC) | 2026-03-20 | 2026-03-21 |  |  | N | 580 | 0 | RESCHEDULE
83 | KKM/JKN/HSA/10-05-01/H/15/2539 | X-RAY MESIN ANGIOGRAFI SYSTEM BIPLANE | 1011000 | HSASWOBE26012417 | Pengimejan dan Diagnostik | 2026-03-23 | 2026-03-24 |  |  | N | 2030 | 0 | RESCHEDULE
84 | KKM/JKN/HSA/10-05-01/R/15/16173 | NEBULIZER | 1950 | HSASWOBE26012418 | Klinik Perubatan AM (GEN MEDICINE CLINIC) | 2026-03-23 | 2026-03-24 |  |  | N | 10 | 0 | RESCHEDULE
85 | KKM/JKN/HSA/10-05-01/H/21/29 | VENTILATOR | 105000 | HSASWOBE26012422 | Unit Rawatan Rapi (ICU) | 2026-03-23 | 2026-03-24 |  |  | N | 220 | 0 | RESCHEDULE
86 | KKM/JKN/HSA/10-05-01/H/21/30 | VENTILATOR | 105000 | HSASWOBE26012423 | Unit Rawatan Rapi (ICU) | 2026-03-23 | 2026-03-24 |  |  | N | 220 | 0 | RESCHEDULE
87 | KKM/JKN/HSA/10-05-01/H/16/32 | VENAFLOW SYSTEM | 3800 | HSASWOBE26012433 | WAD 11 (Orthopaedic Ward) | 2026-03-25 | 2026-03-26 |  |  | N | 10 | 0 | RESCHEDULE
88 | KKM/JKN/HSA/10-05-01/H/15/801 | SYRINGE INFUSION PUMP | 4300 | HSASWOBE26012444 | Unit Rawatan Rapi Neonatal (NICU) | 2026-03-26 | 2026-03-27 |  |  | N | 10 | 0 | RESCHEDULE
89 | KKM/JKN/HSA/10-05-01/H/15/802 | SYRINGE INFUSION PUMP | 4300 | HSASWOBE26012445 | Unit Rawatan Rapi Neonatal (NICU) | 2026-03-26 | 2026-03-27 |  |  | N | 10 | 0 | RESCHEDULE
90 | KKM/JKN/HSA/10-05-01/H/15/803 | SYRINGE INFUSION PUMP | 4300 | HSASWOBE26012446 | Unit Rawatan Rapi Neonatal (NICU) | 2026-03-26 | 2026-03-27 |  |  | N | 10 | 0 | RESCHEDULE
91 | KKM/JKN/HSA/10-05-01/H/15/804 | SYRINGE INFUSION PUMP | 4300 | HSASWOBE26012447 | Unit Rawatan Rapi Neonatal (NICU) | 2026-03-26 | 2026-03-27 |  |  | N | 10 | 0 | RESCHEDULE
92 | KKM/JKN/HSA/10-05-01/H/15/805 | SYRINGE INFUSION PUMP | 4300 | HSASWOBE26012448 | Unit Rawatan Rapi Neonatal (NICU) | 2026-03-26 | 2026-03-27 |  |  | N | 10 | 0 | RESCHEDULE
93 | KKM/JKN/HSA/10-05-01/H/15/806 | SYRINGE INFUSION PUMP | 4300 | HSASWOBE26012449 | Unit Rawatan Rapi Neonatal (NICU) | 2026-03-26 | 2026-03-27 |  |  | N | 10 | 0 | RESCHEDULE
94 | KKM/JKN/HSA/10-05-01/H/16/117 | OPHTHALMOSCOPE | 4782 | HSASWOBE26012450 | Klinik Oftalmologi (OPHTHAL CLINIC) | 2026-03-26 | 2026-03-27 |  |  | N | 10 | 0 | RESCHEDULE
95 | KKM/JKN/HSA/10-05-01/H/16/118 | OPHTHALMOSCOPE | 4782 | HSASWOBE26012451 | Klinik Oftalmologi (OPHTHAL CLINIC) | 2026-03-26 | 2026-03-27 |  |  | N | 10 | 0 | RESCHEDULE
96 | KKM/JKN/HSA/10-05-01/R/15/17211 | INFUSOR PRESSURE | 611 | HSASWOBE26012454 | Dewan Bedah Bersalin (MOT) | 2026-03-26 | 2026-03-27 |  |  | N | 10 | 0 | RESCHEDULE
97 | KKM/JKN/HSA/10-05-01/R/15/17212 | INFUSOR PRESSURE | 611 | HSASWOBE26012455 | Dewan Bedah Bersalin (MOT) | 2026-03-26 | 2026-03-27 |  |  | N | 10 | 0 | RESCHEDULE
98 | KKM/JKN/HSA/10-05-01/H/23/9 | CARDIOTOCOGRAPH MACHINE | 20500 | HSASWOBE26012456 | Dewan Bersalin (LDU) | 2026-03-26 | 2026-03-27 |  |  | N | 50 | 0 | RESCHEDULE
99 | KKM/JKN/HSA/10-05-01/H/23/10 | CARDIOTOCOGRAPH MACHINE | 20500 | HSASWOBE26012457 | Dewan Bersalin (LDU) | 2026-03-26 | 2026-03-27 |  |  | N | 50 | 0 | RESCHEDULE
100 | KKM/JKN/HSA/10-05-01/H/23/11 | CARDIOTOCOGRAPH MACHINE | 20500 | HSASWOBE26012458 | Dewan Bersalin (LDU) | 2026-03-26 | 2026-03-27 |  |  | N | 50 | 0 | RESCHEDULE
101 | KKM/JKN/HSA/10-05-01/H/23/12 | CARDIOTOCOGRAPH MACHINE | 20500 | HSASWOBE26012459 | Dewan Bersalin (LDU) | 2026-03-26 | 2026-03-27 |  |  | N | 50 | 0 | RESCHEDULE
102 | KKM/JKN/HSA/10-05-01/H/23/13 | CARDIOTOCOGRAPH MACHINE | 20500 | HSASWOBE26012460 | Dewan Bersalin (LDU) | 2026-03-26 | 2026-03-27 |  |  | N | 50 | 0 | RESCHEDULE
103 | KKM/JKN/HSA/10-05-01/H/23/14 | CARDIOTOCOGRAPH MACHINE | 20500 | HSASWOBE26012461 | Dewan Bersalin (LDU) | 2026-03-26 | 2026-03-27 |  |  | N | 50 | 0 | RESCHEDULE
104 | KKM/JKN/HSA/10-05-01/H/23/15 | CARDIOTOCOGRAPH MACHINE | 20500 | HSASWOBE26012462 | Dewan Bersalin (LDU) | 2026-03-26 | 2026-03-27 |  |  | N | 50 | 0 | RESCHEDULE
105 | KKM/JKN/HSA/10-05-01/H/23/16 | CARDIOTOCOGRAPH MACHINE | 20500 | HSASWOBE26012463 | Dewan Bersalin (LDU) | 2026-03-26 | 2026-03-27 |  |  | N | 50 | 0 | RESCHEDULE
106 | KKM/JKN/HSA/10-05-01/H/23/17 | CARDIOTOCOGRAPH MACHINE | 13000 | HSASWOBE26012464 | WAD 8A (Wad Obstetrik & Ginekologi 8A) | 2026-03-26 | 2026-03-27 |  |  | N | 30 | 0 | RESCHEDULE
107 | KKM/JKN/HSA/10-05-01/H/23/18 | CARDIOTOCOGRAPH MACHINE | 13000 | HSASWOBE26012465 | WAD 8A (Wad Obstetrik & Ginekologi 8A) | 2026-03-26 | 2026-03-27 |  |  | N | 30 | 0 | RESCHEDULE
108 | KKM/JKN/HSA/10-05-01/H/23/19 | CARDIOTOCOGRAPH MACHINE | 13000 | HSASWOBE26012466 | WAD 8B (Wad Obstetrik & Ginekologi 8B) | 2026-03-26 | 2026-03-27 |  |  | N | 30 | 0 | RESCHEDULE
109 | KKM/JKN/HSA/10-05-01/H/23/20 | CARDIOTOCOGRAPH MACHINE | 13000 | HSASWOBE26012467 | WAD 8B (Wad Obstetrik & Ginekologi 8B) | 2026-03-26 | 2026-03-27 |  |  | N | 30 | 0 | RESCHEDULE
110 | KKM/JKN/HSA/10-05-01/H/15/187 | INTERMITTENT PNEUMATIC COMPRESSION SYSTEM/DVT PUMP (KENDALL/SCD EXPRESS) | 10000 | HSASWOBE26012468 | Unit Rawatan Rapi (ICU) | 2026-03-27 | 2026-03-28 |  |  | N | 30 | 0 | RESCHEDULE
111 | KKM/JKN/HSA/10-05-01/H/15/188 | INTERMITTENT PNEUMATIC COMPRESSION SYSTEM/DVT PUMP (KENDALL/SCD EXPRESS) | 10000 | HSASWOBE26012469 | Unit Rawatan Rapi (ICU) | 2026-03-27 | 2026-03-28 |  |  | N | 30 | 0 | RESCHEDULE
112 | KKM/JKN/HSA/10-05-01/H/15/4884 | OPERATION LIGHT | 82550 | HSASWOBE26012470 | Dewan Bedah Bersalin (MOT) | 2026-03-27 | 2026-03-28 |  |  | N | 170 | 0 | RESCHEDULE
113 | KKM/JKN/HSA/10-05-01/H/15/4885 | OPERATION LIGHT | 82550 | HSASWOBE26012471 | Dewan Bedah Bersalin (MOT) | 2026-03-27 | 2026-03-28 |  |  | N | 170 | 0 | RESCHEDULE
114 | KKM/JKN/HSA/10-05-01/H/15/1274 | OPERATION TABLE | 61557 | HSASWOBE26012474 | WAD 11 (Orthopaedic Ward) | 2026-03-27 | 2026-03-28 |  |  | N | 130 | 0 | RESCHEDULE
115 | KKM/JKN/HSA/10-05-01/H/21/79 | VENTILATOR | 105000 | HSASWOBE26012483 | Unit Rawatan Rapi (ICU) | 2026-03-27 | 2026-03-28 |  |  | N | 220 | 0 | RESCHEDULE
Previous Month (Work order closed)
16 | KKM/JKN/HSA/10-05-01/H/20/238 | PATIENT MONITORING EQUIP.(AUTOMATIC MULTIPARAMETER) | 9980 | HSASWOBE26006618 | PAC | 2026-02-02 | 2026-02-03 |  | 2026-03-30 | N | 20 | 0 | PPM DONE
17 | KKM/JKN/HSA/10-05-01/H/20/247 | KEELER VANTAGE PLUS WIRELESS BIO & CHARGER | 12000 | HSASWOBE26006621 | Klinik Oftalmologi (OPHTHAL CLINIC) | 2026-02-02 | 2026-02-03 |  | 2026-03-02 | N | 30 | 0 | PPM DONE
18 | KKM/JKN/HSA/10-05-01/H/20/248 | KEELER VANTAGE PLUS WIRELESS BIO & CHARGER | 12000 | HSASWOBE26006622 | Klinik Oftalmologi (OPHTHAL CLINIC) | 2026-02-02 | 2026-02-03 |  | 2026-03-02 | N | 30 | 0 | PPM DONE
20 | KKM/JKN/HSA/10-05-01/H/20/256 | SPOT VITAL SIGN (NIBP) | 5500 | HSASWOBE26006624 | Jabatan Perubatan Rehabilitasi | 2026-02-02 | 2026-02-03 |  | 2026-03-09 | N | 20 | 0 | PPM DONE
68 | KKM/JKN/HSA/10-05-01/R/15/15056 | BALANCES ELECTRONICS | 1240 | HSASWOBE26006714 | PATHOLOGY | 2026-02-12 | 2026-02-13 |  | 2026-03-09 | N | 10 | 0 | PPM DONE
69 | KKM/JKN/HSA/10-05-01/R/15/15057 | BALANCES ELECTRONICS | 1740 | HSASWOBE26006717 | PATHOLOGY | 2026-02-12 | 2026-02-13 |  | 2026-03-09 | N | 10 | 0 | PPM DONE
79 | KKM/JKN/HSA/10-05-01/H/15/769 | FETAL HEART MONITOR (DAPTONE) | 11565 | HSASWOBE26006741 | Dewan Bersalin (LDU) | 2026-02-16 | 2026-02-17 |  | 2026-03-02 | N | 30 | 0 | ASET BER
81 | KKM/JKN/HSA/10-05-01/H/15/427 | DIAGNOSTIC SET | 2024.23 | HSASWOBE26006748 | Jabatan Kecemasan & Trauma (ED) | 2026-02-16 | 2026-02-17 |  | 2026-03-09 | N | 10 | 0 | PPM NOT DONE, NOT AT LOCATION
82 | KKM/JKN/HSA/10-05-01/H/16/101 | DENTAL DELIVERY UNIT ( VACUUM SYSTEM) | 36915 | HSASWOBE26006750 | Klinik Bedah Mulut & Klinik Pergigian Pediatrik | 2026-02-16 | 2026-02-17 |  | 2026-03-02 | N | 80 | 0 | PPM DONE
99 | KKM/JKN/HSA/10-05-01/H/15/462 | SYRINGE INFUSION PUMP | 4300 | HSASWOBE26006787 | High Dependency Ward (HDW) | 2026-02-20 | 2026-02-21 |  | 2026-03-16 | N | 10 | 0 | PPM DONE
101 | KKM/JKN/HSA/10-05-01/H/15/761 | FETAL HEART MONITOR (DAPTONE) | 11565 | HSASWOBE26006790 | Dewan Bersalin (LDU) | 2026-02-20 | 2026-02-21 |  | 2026-03-06 | N | 30 | 0 | PPM NOT DONE, BER
103 | KKM/JKN/HSA/10-05-01/H/15/765 | FETAL HEART MONITOR (DAPTONE) | 11565 | HSASWOBE26006792 | Dewan Bersalin (LDU) | 2026-02-20 | 2026-02-21 |  | 2026-03-06 | N | 30 | 0 | PPM NOT DONE, BER
105 | KKM/JKN/HSA/10-05-01/H/15/3661 | DEFIBRILLATOR | 14250 | HSASWOBE26006799 | Jabatan Kecemasan & Trauma (ED) | 2026-02-23 | 2026-02-24 |  | 2026-03-30 | N | 30 | 0 | PPM DONE
109 | KKM/JKN/HSA/10-05-01/R/15/15051 | UV BOX | 1940 | HSASWOBE26006807 | PATHOLOGY | 2026-02-24 | 2026-02-25 |  | 2026-03-12 | N | 10 | 0 | PPM DONE
111 | KKM/JKN/HSA/10-05-01/H/15/667 | ECG (EKG) MACHINE | 28000 | HSASWOBE26006821 | Klinik Perubatan AM (GEN MEDICINE CLINIC) | 2026-02-25 | 2026-02-26 |  | 2026-03-18 | N | 60 | 0 | PPM DONE
128 | KKM/JKN/HSA/10-05-01/H/22/125 | ULTRASOUND SCANNER | 49990 | HSASWOBE26006840 | Klinik Oftalmologi (OPHTHAL CLINIC) | 2026-02-25 | 2026-02-26 |  | 2026-03-03 | N | 100 | 0 | PPM DONE
130 | KKM/JKN/HSA/10-05-01/H/18/136 | VENTILATOR | 44999 | HSASWOBE26006843 | Jabatan Kecemasan & Trauma (ED) | 2026-02-26 | 2026-02-27 |  | 2026-03-26 | N | 90 | 0 | PPM DONE
131 | KKM/JKN/HSA/10-05-01/H/18/128 | ECG MACHINE | 12000 | HSASWOBE26006845 | Jabatan Kecemasan & Trauma (ED) | 2026-02-26 | 2026-02-27 |  | 2026-03-31 | N | 30 | 0 | PPM DONE
132 | KKM/JKN/HSA/10-05-01/H/15/595 | FETAL HEART MONITOR (DAPTONE) | 10200 | HSASWOBE26006846 | PAC | 2026-02-26 | 2026-02-27 |  | 2026-03-05 | N | 30 | 0 | PPM NOT DONE, BER
134 | KKM/JKN/HSA/10-05-01/H/15/666 | SYRINGE INFUSION PUMP | 4300 | HSASWOBE26006854 | High Dependency Ward (HDW) | 2026-02-27 | 2026-02-28 |  | 2026-03-13 | N | 10 | 0 | PPM DONE
136 | KKM/JKN/HSA/10-05-01/H/15/4296 | CARDIOTOCOGRAPH MACHINE | 10200 | HSASWOBE26006860 | PAC | 2026-02-27 | 2026-02-28 |  | 2026-03-06 | N | 30 | 0 | PPM NOT DONE, BER
15 | KKM/JKN/HSA/10-05-01/H/21/347 | OXYGEN CONCENTRATOR | 4199 | HSASWOBE26002920 | Jabatan Kecemasan & Trauma (ED) | 2026-01-06 | 2026-01-07 |  | 2026-03-06 | N | 10 | 0 | PPM DONE
17 | KKM/JKN/HSA/10-05-01/H/21/343 | OXYGEN CONCENTRATOR | 4199 | HSASWOBE26002924 | Jabatan Kecemasan & Trauma (ED) | 2026-01-06 | 2026-01-07 |  | 2026-03-06 | N | 10 | 0 | PPM DONE
43 | KKM/JKN/HSA/10-05-01/H/21/140 | INFANT VENTILATOR | 26000 | HSASWOBE26003003 | WAD 12 (Paediatric Ward) | 2026-01-13 | 2026-01-14 |  | 2026-03-27 | N | 60 | 0 | PPM DONE
55 | KKM/JKN/HSA/10-05-01/R/22/17 | FETAL HEART MONITOR | 950 | HSASWOBE26003022 | Klinik Obstetrik Ginekologi (O&G CLINIC) | 2026-01-14 | 2026-01-15 |  | 2026-03-18 | N | 10 | 0 | PPM NOT DONE, NOT AT LOCATION
56 | KKM/JKN/HSA/10-05-01/R/22/19 | FETAL HEART MONITOR | 950 | HSASWOBE26003023 | Klinik Obstetrik Ginekologi (O&G CLINIC) | 2026-01-14 | 2026-01-15 |  | 2026-03-18 | N | 10 | 0 | PPM NOT DONE, NOT AT LOCATION
79 | KKM/JKN/HSA/10-05-01/H/15/447 | SYRINGE INFUSION PUMP | 4300 | HSASWOBE26003087 | Jabatan Kecemasan & Trauma (ED) | 2026-01-19 | 2026-01-20 |  | 2026-03-02 | N | 10 | 0 | PPM DONE
93 | KKM/JKN/HSA/10-05-01/R/15/15103 | PORTABLE FETAL DOPPLER/CAPNOGRAPH | 580 | HSASWOBE26003114 | Klinik Obstetrik Ginekologi (O&G CLINIC) | 2026-01-22 | 2026-01-23 |  | 2026-03-25 | N | 10 | 0 | PPM NOT DONE, NOT AT LOCATION
111 | KKM/JKN/HSA/10-05-01/R/15/15105 | PORTABLE FETAL DOPPLER/CAPNOGRAPH | 0 | HSASWOBE26003157 | Klinik Obstetrik Ginekologi (O&G CLINIC) | 2026-01-27 | 2026-01-28 |  | 2026-03-24 | N | 0 | 0 | PPM NOT DONE, NOT AT LOCATION
120 | KKM/JKN/HSA/10-05-01/R/15/16387 | BLOOD PRESSURE MONITOR NON INVASIVE | 1855 | HSASWOBE26003176 | Klinik Obstetrik Ginekologi (O&G CLINIC) | 2026-01-30 | 2026-01-31 |  | 2026-03-27 | N | 10 | 0 | PPM NOT DONE, NOT AT LOCATION
Previous Month (Work order open)
1 | KKM/JKN/HSA/10-05-01/H/15/1166 | SURGICAL MICROSCOPE | 265900 | HSASWOBE26002869 | Dewan Bedah Utama (GOT) | 2026-01-02 | 2026-01-03 |  |  | N | 540 | 0 | RESCHEDULE
2 | KKM/JKN/HSA/10-05-01/H/15/4249 | HEMODIALYSIS MACHINE | 36300 | HSASWOBE26002896 | Unit Hemodialisis (HDU) | 2026-01-05 | 2026-01-06 |  |  | N | 80 | 0 | RESCHEDULE
5 | KKM/JKN/HSA/10-05-01/H/15/1012 | NASOPHARYNGOSCOPE FIBEROPTIC | 32850 | HSASWOBE26002904 | Klinik Otorinolaringologi (ORL) (ENT CLINIC) | 2026-01-06 | 2026-01-07 |  |  | N | 70 | 0 | RESCHEDULE
11 | KKM/JKN/HSA/10-05-01/R/15/6958 | WEIGHING SCALE TOP LOADING | 540 | HSASWOBE26002913 | Unit Rawatan Rapi Neonatal (NICU) | 2026-01-06 | 2026-01-07 |  |  | N | 10 | 0 | RESCHEDULE
19 | KKM/JKN/HSA/10-05-01/H/15/439 | SYRINGE INFUSION PUMP | 4300 | HSASWOBE26002927 | Jabatan Kecemasan & Trauma (ED) | 2026-01-07 | 2026-01-08 |  |  | N | 10 | 0 | RESCHEDULE
22 | KKM/JKN/HSA/10-05-01/H/21/328 | INKUBATOR | 28000 | HSASWOBE26002938 | Unit Rawatan Rapi Neonatal (NICU) | 2026-01-08 | 2026-01-09 |  |  | N | 60 | 0 | RESCHEDULE
23 | KKM/JKN/HSA/10-05-01/R/15/14861 | BLOOD PRESSURE MONITOR (SPHYGMOMANOMETER) | 452.81 | HSASWOBE26002950 | Klinik Obstetrik Ginekologi (O&G CLINIC) | 2026-01-09 | 2026-01-10 |  |  | N | 10 | 0 | RESCHEDULE
24 | KKM/JKN/HSA/10-05-01/R/15/14862 | BLOOD PRESSURE MONITOR (SPHYGMOMANOMETER) | 452.81 | HSASWOBE26002951 | Klinik Obstetrik Ginekologi (O&G CLINIC) | 2026-01-09 | 2026-01-10 |  |  | N | 10 | 0 | RESCHEDULE
29 | KKM/JKN/HSA/10-05-01/H/21/106 | INFANT VENTILATOR | 130000 | HSASWOBE26002969 | Unit Rawatan Rapi Neonatal (NICU) | 2026-01-09 | 2026-01-10 |  |  | N | 270 | 0 | RESCHEDULE
35 | KKM/JKN/HSA/10-05-01/H/22/86 | INFANT WARMER RADIANT | 23950 | HSASWOBE26002978 | Unit Rawatan Rapi Neonatal (NICU) | 2026-01-09 | 2026-01-10 |  |  | N | 50 | 0 | RESCHEDULE
38 | KKM/JKN/HSA/10-05-01/R/15/14863 | BLOOD PRESSURE MONITOR (SPHYGMOMANOMETER) | 452.81 | HSASWOBE26002997 | Dewan Bersalin (LDU) | 2026-01-13 | 2026-01-14 |  |  | N | 10 | 0 | RESCHEDULE
46 | KKM/JKN/HSA/10-05-01/H/21/336 | PATIENT MONITOR EQUIPMENT / VITAL SIGN MONITOR | 19610 | HSASWOBE26003006 | WAD 12 (Paediatric Ward) | 2026-01-13 | 2026-01-14 |  |  | N | 40 | 0 | RESCHEDULE
48 | KKM/JKN/HSA/10-05-01/R/15/14876 | BLOOD PRESSURE MONITOR (SPHYGMOMANOMETER) | 452.81 | HSASWOBE26003014 | Klinik Obstetrik Ginekologi (O&G CLINIC) | 2026-01-14 | 2026-01-15 |  |  | N | 10 | 0 | RESCHEDULE
49 | KKM/JKN/HSA/10-05-01/R/15/14877 | BLOOD PRESSURE MONITOR (SPHYGMOMANOMETER) | 452.81 | HSASWOBE26003015 | WAD 8A (Wad Obstetrik & Ginekologi 8A) | 2026-01-14 | 2026-01-15 |  |  | N | 10 | 0 | RESCHEDULE
52 | KKM/JKN/HSA/10-05-01/H/15/4235 | PUMP BREAST ELECTRIC | 12740 | HSASWOBE26003018 | Unit Rawatan Rapi Neonatal (NICU) | 2026-01-14 | 2026-01-15 |  |  | N | 30 | 0 | RESCHEDULE
53 | KKM/JKN/HSA/10-05-01/H/21/138 | VOLUMETRIC PUMP | 5300 | HSASWOBE26003020 | Unit Rawatan Rapi (ICU) | 2026-01-14 | 2026-01-15 |  |  | N | 20 | 0 | RESCHEDULE
54 | KKM/JKN/HSA/10-05-01/H/22/328 | INCUBATOR | 28000 | HSASWOBE26003021 | Unit Rawatan Rapi Neonatal (NICU) | 2026-01-14 | 2026-01-15 |  |  | N | 60 | 0 | RESCHEDULE
57 | KKM/JKN/HSA/10-05-01/R/22/16 | FETAL HEART MONITOR | 950 | HSASWOBE26003024 | PAC | 2026-01-14 | 2026-01-15 |  |  | N | 10 | 0 | RESCHEDULE
58 | KKM/JKN/HSA/10-05-01/R/22/18 | FETAL HEART MONITOR | 950 | HSASWOBE26003025 | PAC | 2026-01-14 | 2026-01-15 |  |  | N | 10 | 0 | RESCHEDULE
59 | KKM/JKN/HSA/10-05-01/H/21/90 | MESIN HEMODIALISIS | 42000 | HSASWOBE26003027 | Unit Hemodialisis (HDU) | 2026-01-14 | 2026-01-15 |  |  | N | 90 | 0 | RESCHEDULE
60 | KKM/JKN/HSA/10-05-01/H/22/112 | SYRINGE INFUSION PUMP | 3900 | HSASWOBE26003028 | Unit Rawatan Rapi (ICU) | 2026-01-14 | 2026-01-15 |  |  | N | 10 | 0 | RESCHEDULE
61 | KKM/JKN/HSA/10-05-01/R/15/14879 | BLOOD PRESSURE MONITOR (SPHYGMOMANOMETER) | 452.81 | HSASWOBE26003037 | WAD 8B (Wad Obstetrik & Ginekologi 8B) | 2026-01-15 | 2026-01-16 |  |  | N | 10 | 0 | RESCHEDULE
62 | KKM/JKN/HSA/10-05-01/R/15/14880 | BLOOD PRESSURE MONITOR (SPHYGMOMANOMETER) | 452.81 | HSASWOBE26003038 | WAD 8B (Wad Obstetrik & Ginekologi 8B) | 2026-01-15 | 2026-01-16 |  |  | N | 10 | 0 | RESCHEDULE
65 | KKM/JKN/HSA/10-05-01/R/15/7575 | LIGHT SOURCE | 1320 | HSASWOBE26003050 | Klinik Otorinolaringologi (ORL) (ENT CLINIC) | 2026-01-15 | 2026-01-16 |  |  | N | 10 | 0 | RESCHEDULE
69 | KKM/JKN/HSA/10-05-01/H/16/19 | OXYGEN BREATH ANALYZER | 3200 | HSASWOBE26003064 | Unit Rawatan Rapi Neonatal (NICU) | 2026-01-16 | 2026-01-17 |  |  | N | 10 | 0 | RESCHEDULE
73 | KKM/JKN/HSA/10-05-01/H/15/443 | SYRINGE INFUSION PUMP | 4300 | HSASWOBE26003074 | Jabatan Kecemasan & Trauma (ED) | 2026-01-16 | 2026-01-17 |  |  | N | 10 | 0 | RESCHEDULE
74 | KKM/JKN/HSA/10-05-01/H/15/444 | SYRINGE INFUSION PUMP | 4300 | HSASWOBE26003076 | Jabatan Kecemasan & Trauma (ED) | 2026-01-16 | 2026-01-17 |  |  | N | 10 | 0 | RESCHEDULE
78 | KKM/JKN/HSA/10-05-01/H/22/96 | INFUSION PUMP | 2800 | HSASWOBE26003084 | Wad 13 (VIP) | 2026-01-16 | 2026-01-17 |  |  | N | 10 | 0 | RESCHEDULE
80 | KKM/JKN/HSA/10-05-01/H/21/250 | VOLUMETRIC PUMP | 2400 | HSASWOBE26003089 | WAD 10A (Wad Perubatan Lelaki 10A) | 2026-01-19 | 2026-01-20 |  |  | N | 10 | 0 | RESCHEDULE. ASET IN USE
81 | KKM/JKN/HSA/10-05-01/R/15/7037 | INFANT/ BABY SCALER | 1500 | HSASWOBE26003097 | WAD 8A (Wad Obstetrik & Ginekologi 8A) | 2026-01-20 | 2026-01-21 |  |  | N | 10 | 0 | RESCHEDULE
85 | KKM/JKN/HSA/10-05-01/H/21/287 | PATIENT MONITORING EQUIPMENT | 16000 | HSASWOBE26003102 | WAD 9A (Wad Pembedahan Lelaki 9A) | 2026-01-20 | 2026-01-21 |  |  | N | 40 | 0 | RESCHEDULE
88 | KKM/JKN/HSA/10-05-01/H/21/454 | CTG MACHINE | 15000 | HSASWOBE26003106 | WAD 8B (Wad Obstetrik & Ginekologi 8B) | 2026-01-20 | 2026-01-21 |  |  | N | 40 | 0 | RESCHEDULE
94 | KKM/JKN/HSA/10-05-01/H/15/3948 | BLOOD CULTURE ANALYZER | 125000 | HSASWOBE26003116 | PATHOLOGY | 2026-01-22 | 2026-01-23 |  |  | N | 260 | 0 | PPM NOT DONE, NOT AT LOCATION
95 | KKM/JKN/HSA/10-05-01/H/22/39 | CTG MACHINE | 18000 | HSASWOBE26003119 | Dewan Bersalin (LDU) | 2026-01-22 | 2026-01-23 |  |  | N | 40 | 0 | RESCHEDULE
96 | KKM/JKN/HSA/10-05-01/H/22/40 | CTG MACHINE | 18000 | HSASWOBE26003121 | PAC | 2026-01-22 | 2026-01-23 |  |  | N | 40 | 0 | RESCHEDULE
98 | KKM/JKN/HSA/10-05-01/R/15/7025 | INFANT/ BABY SCALER | 1500 | HSASWOBE26003126 | Dewan Bersalin (LDU) | 2026-01-23 | 2026-01-24 |  |  | N | 10 | 0 | RESCHEDULE
103 | KKM/JKN/HSA/10-05-01/H/15/2154 | SUCTION APPARATUS | 3386.5 | HSASWOBE26003133 | WAD 10A (Wad Perubatan Lelaki 10A) | 2026-01-23 | 2026-01-24 |  |  | N | 10 | 0 | RESCHEDULE. ASET IN USE
104 | KKM/JKN/HSA/10-05-01/H/15/2155 | SUCTION APPARATUS | 3386.5 | HSASWOBE26003134 | WAD 10A (Wad Perubatan Lelaki 10A) | 2026-01-23 | 2026-01-24 |  |  | N | 10 | 0 | RESCHEDULE. ASET IN USE
106 | KKM/JKN/HSA/10-05-01/R/20/254 | #REF! | 633 | HSASWOBE26003139 | WAD 8A (Wad Obstetrik & Ginekologi 8A) | 2026-01-23 | 2026-01-24 |  |  | N | 10 | 0 | RESCHEDULE
107 | KKM/JKN/HSA/10-05-01/R/20/255 | PORTABLE FETAL DOPPLER | 633 | HSASWOBE26003140 | WAD 8B (Wad Obstetrik & Ginekologi 8B) | 2026-01-23 | 2026-01-24 |  |  | N | 10 | 0 | RESCHEDULE
109 | KKM/JKN/HSA/10-05-01/R/15/16174 | NEBULIZER | 1950 | HSASWOBE26003148 | WAD 10A (Wad Perubatan Lelaki 10A) | 2026-01-26 | 2026-01-27 |  |  | N | 10 | 0 | RESCHEDULE. ASET IN USE
114 | KKM/JKN/HSA/10-05-01/R/15/7140 | PATIENT MONITORING EQUIP.(AUTOMATIC MULTIPARAMETER) | 1855 | HSASWOBE26003164 | Unit Hemodialisis (HDU) | 2026-01-29 | 2026-01-30 |  |  | N | 10 | 0 | RESCHEDULE
115 | KKM/JKN/HSA/10-05-01/R/15/7141 | PATIENT MONITORING EQUIP.(AUTOMATIC MULTIPARAMETER) | 1855 | HSASWOBE26003165 | Unit Hemodialisis (HDU) | 2026-01-29 | 2026-01-30 |  |  | N | 10 | 0 | RESCHEDULE
117 | KKM/JKN/HSA/10-05-01/H/20/212 | ULTRASOUND SCANNER | 74000 | HSASWOBE26003167 | Jabatan Kecemasan & Trauma (ED) | 2026-01-29 | 2026-01-30 |  |  | N | 150 | 0 | RESCHEDULE
119 | KKM/JKN/HSA/10-05-01/R/15/7144 | PATIENT MONITORING EQUIP.(AUTOMATIC MULTIPARAMETER) | 1855 | HSASWOBE26003171 | Klinik Obstetrik Ginekologi (O&G CLINIC) | 2026-01-30 | 2026-01-31 |  |  | N | 10 | 0 | RESCHEDULE
1 | KKM/JKN/HSA/10-05-01/H/15/482 | INFANT INCUBATOR | 24000 | HSASWOBE26006590 | Unit Rawatan Rapi Neonatal (NICU) | 2026-02-02 | 2026-02-03 |  |  | N | 50 | 0 | ASET IN USE
2 | KKM/JKN/HSA/10-05-01/H/15/483 | INFANT INCUBATOR | 24000 | HSASWOBE26006591 | Unit Rawatan Rapi Neonatal (NICU) | 2026-02-02 | 2026-02-03 |  |  | N | 50 | 0 | ASET IN USE
3 | KKM/JKN/HSA/10-05-01/H/16/89 | PULSE OXIMETER AND SIMULATOR | 7400 | HSASWOBE26006594 | Klinik Obstetrik Ginekologi (O&G CLINIC) | 2026-02-02 | 2026-02-03 |  |  | N | 20 | 0 | ASET IN USE
4 | KKM/JKN/HSA/10-05-01/H/16/90 | PULSE OXIMETER AND SIMULATOR | 7400 | HSASWOBE26006595 | Klinik Obstetrik Ginekologi (O&G CLINIC) | 2026-02-02 | 2026-02-03 |  |  | N | 20 | 0 | ASET IN USE
5 | KKM/JKN/HSA/10-05-01/H/20/144 | MESIN HEMODIALYSIS | 40000 | HSASWOBE26006600 | Unit Hemodialisis (HDU) | 2026-02-02 | 2026-02-03 |  |  | N | 90 | 0 | ASET IN USE
6 | KKM/JKN/HSA/10-05-01/H/20/199 | PORTABLE REVERSE OSMOSIS (RO)WATER SYSTEM | 35000 | HSASWOBE26006602 | Unit Hemodialisis (HDU) | 2026-02-02 | 2026-02-03 |  |  | N | 80 | 0 | ASET IN USE
7 | KKM/JKN/HSA/10-05-01/H/20/125 | SYRINGE INFUSION PUMP | 3150 | HSASWOBE26006603 | WAD 9A (Wad Pembedahan Lelaki 9A) | 2026-02-02 | 2026-02-03 |  |  | N | 10 | 0 | ASET IN USE
8 | KKM/JKN/HSA/10-05-01/H/20/126 | SYRINGE INFUSION PUMP | 3150 | HSASWOBE26006604 | WAD 9A (Wad Pembedahan Lelaki 9A) | 2026-02-02 | 2026-02-03 |  |  | N | 10 | 0 | ASET IN USE
9 | KKM/JKN/HSA/10-05-01/H/20/136 | INFUSION PUMP | 3180 | HSASWOBE26006607 | Unit Rawatan Rapi Neonatal (NICU) | 2026-02-02 | 2026-02-03 |  |  | N | 10 | 0 | ASET IN USE
10 | KKM/JKN/HSA/10-05-01/H/20/137 | INFUSION PUMP | 3180 | HSASWOBE26006608 | Unit Rawatan Rapi Neonatal (NICU) | 2026-02-02 | 2026-02-03 |  |  | N | 10 | 0 | ASET IN USE
11 | KKM/JKN/HSA/10-05-01/H/20/160 | INFANT INCUBATOR | 24900 | HSASWOBE26006609 | Unit Rawatan Rapi Neonatal (NICU) | 2026-02-02 | 2026-02-03 |  |  | N | 50 | 0 | ASET IN USE
12 | KKM/JKN/HSA/10-05-01/H/20/161 | INFANT INCUBATOR | 24900 | HSASWOBE26006610 | Unit Rawatan Rapi Neonatal (NICU) | 2026-02-02 | 2026-02-03 |  |  | N | 50 | 0 | ASET IN USE
13 | KKM/JKN/HSA/10-05-01/H/20/210 | PHOTOTHERAPY MACHINE (LAMP) | 6500 | HSASWOBE26006611 | Unit Rawatan Rapi Neonatal (NICU) | 2026-02-02 | 2026-02-03 |  |  | N | 20 | 0 | ASET IN USE
14 | KKM/JKN/HSA/10-05-01/H/20/211 | PHOTOTHERAPY MACHINE (LAMP) | 6500 | HSASWOBE26006612 | Unit Rawatan Rapi Neonatal (NICU) | 2026-02-02 | 2026-02-03 |  |  | N | 20 | 0 | ASET IN USE
15 | KKM/JKN/HSA/10-05-01/H/20/232 | SYRINGE INFUSION PUMP | 3000 | HSASWOBE26006615 | Klinik Obstetrik Ginekologi (O&G CLINIC) | 2026-02-02 | 2026-02-03 |  |  | N | 10 | 0 | ASET IN USE
19 | KKM/JKN/HSA/10-05-01/H/20/254 | BIPAP MACHINE | 30000 | HSASWOBE26006623 | Unit Rawatan Rapi Neonatal (NICU) | 2026-02-02 | 2026-02-03 |  |  | N | 70 | 0 | ASET IN USE
21 | KKM/JKN/HSA/10-05-01/H/20/163 | PHOTOTHERAPY MACHINE (LAMP) | 8000 | HSASWOBE26006625 | Unit Rawatan Rapi Neonatal (NICU) | 2026-02-02 | 2026-02-03 |  |  | N | 20 | 0 | ASET IN USE
22 | KKM/JKN/HSA/10-05-01/H/22/85 | PHOTOTHERAPY MACHINE | 7100 | HSASWOBE26006626 | Unit Rawatan Rapi Neonatal (NICU) | 2026-02-02 | 2026-02-03 |  |  | N | 20 | 0 | ASET IN USE
23 | KKM/JKN/HSA/10-05-01/H/22/84 | PHOTOTHERAPY MACHINE | 7100 | HSASWOBE26006627 | Unit Rawatan Rapi Neonatal (NICU) | 2026-02-02 | 2026-02-03 |  |  | N | 20 | 0 | ASET IN USE
24 | KKM/JKN/HSA/10-05-01/H/22/83 | PHOTOTHERAPY MACHINE | 7100 | HSASWOBE26006628 | Unit Rawatan Rapi Neonatal (NICU) | 2026-02-02 | 2026-02-03 |  |  | N | 20 | 0 | ASET IN USE
25 | KKM/JKN/HSA/10-05-01/H/15/1626 | MESIN HEMODIALYSIS | 36300 | HSASWOBE26006629 | Unit Hemodialisis (HDU) | 2026-02-03 | 2026-02-04 |  |  | N | 80 | 0 | ASET IN USE
26 | KKM/JKN/HSA/10-05-01/H/15/1627 | MESIN HEMODIALYSIS | 36300 | HSASWOBE26006630 | Unit Hemodialisis (HDU) | 2026-02-03 | 2026-02-04 |  |  | N | 80 | 0 | ASET IN USE
27 | KKM/JKN/HSA/10-05-01/H/15/1628 | MESIN HEMODIALYSIS | 36300 | HSASWOBE26006635 | Unit Hemodialisis (HDU) | 2026-02-04 | 2026-02-05 |  |  | N | 80 | 0 | ASET IN USE
28 | KKM/JKN/HSA/10-05-01/H/15/1629 | MESIN HEMODIALYSIS | 36300 | HSASWOBE26006636 | Unit Hemodialisis (HDU) | 2026-02-04 | 2026-02-05 |  |  | N | 80 | 0 | ASET IN USE
29 | KKM/JKN/HSA/10-05-01/H/15/1630 | MESIN HEMODIALYSIS | 36300 | HSASWOBE26006637 | Unit Hemodialisis (HDU) | 2026-02-04 | 2026-02-05 |  |  | N | 80 | 0 | ASET IN USE
30 | KKM/JKN/HSA/10-05-01/H/15/1631 | MESIN HEMODIALYSIS | 36300 | HSASWOBE26006638 | Unit Hemodialisis (HDU) | 2026-02-04 | 2026-02-05 |  |  | N | 80 | 0 | ASET IN USE
31 | KKM/JKN/HSA/10-05-01/H/16/72 | INTERMITTENT PNEUMATIC COMPRESSION SYSTEM/DVT PUMP (KENDALL/SCD EXPRESS) | 8805 | HSASWOBE26006640 | High Dependency Ward (HDW) | 2026-02-04 | 2026-02-05 |  |  | N | 20 | 0 | ASET IN USE
32 | KKM/JKN/HSA/10-05-01/H/15/1632 | MESIN HEMODIALYSIS | 36300 | HSASWOBE26006644 | Unit Hemodialisis (HDU) | 2026-02-05 | 2026-02-06 |  |  | N | 80 | 0 | ASET IN USE
33 | KKM/JKN/HSA/10-05-01/H/15/1633 | MESIN HEMODIALYSIS | 36300 | HSASWOBE26006645 | Unit Hemodialisis (HDU) | 2026-02-05 | 2026-02-06 |  |  | N | 80 | 0 | ASET IN USE
34 | KKM/JKN/HSA/10-05-01/H/15/1634 | MESIN HEMODIALYSIS | 36300 | HSASWOBE26006646 | Unit Hemodialisis (HDU) | 2026-02-05 | 2026-02-06 |  |  | N | 80 | 0 | ASET IN USE
35 | KKM/JKN/HSA/10-05-01/H/15/1635 | MESIN HEMODIALYSIS | 36300 | HSASWOBE26006647 | Unit Hemodialisis (HDU) | 2026-02-05 | 2026-02-06 |  |  | N | 80 | 0 | ASET IN USE
36 | KKM/JKN/HSA/10-05-01/H/15/1190 | INFUSION PUMP | 7245 | HSASWOBE26006660 | High Dependency Ward (HDW) | 2026-02-06 | 2026-02-07 |  |  | N | 20 | 0 | ASET IN USE
37 | KKM/JKN/HSA/10-05-01/H/15/1640 | MESIN HEMODIALYSIS | 36300 | HSASWOBE26006661 | Unit Hemodialisis (HDU) | 2026-02-06 | 2026-02-07 |  |  | N | 80 | 0 | ASET IN USE
38 | KKM/JKN/HSA/10-05-01/H/15/1641 | MESIN HEMODIALYSIS | 36300 | HSASWOBE26006662 | Unit Hemodialisis (HDU) | 2026-02-06 | 2026-02-07 |  |  | N | 80 | 0 | ASET IN USE
39 | KKM/JKN/HSA/10-05-01/H/15/1652 | MESIN HEMODIALYSIS | 50000 | HSASWOBE26006663 | Unit Hemodialisis (HDU) | 2026-02-06 | 2026-02-07 |  |  | N | 110 | 0 | ASET IN USE
40 | KKM/JKN/HSA/10-05-01/H/15/1653 | MESIN HEMODIALYSIS | 50000 | HSASWOBE26006664 | Unit Hemodialisis (HDU) | 2026-02-06 | 2026-02-07 |  |  | N | 110 | 0 | ASET IN USE
41 | KKM/JKN/HSA/10-05-01/H/15/1636 | MESIN HEMODIALYSIS | 36300 | HSASWOBE26006666 | Unit Hemodialisis (HDU) | 2026-02-06 | 2026-02-07 |  |  | N | 80 | 0 | ASET IN USE
42 | KKM/JKN/HSA/10-05-01/H/15/1637 | MESIN HEMODIALYSIS | 36300 | HSASWOBE26006667 | Unit Hemodialisis (HDU) | 2026-02-06 | 2026-02-07 |  |  | N | 80 | 0 | ASET IN USE
43 | KKM/JKN/HSA/10-05-01/H/15/475 | INFANT INCUBATOR | 24000 | HSASWOBE26006670 | Unit Rawatan Rapi Neonatal (NICU) | 2026-02-09 | 2026-02-10 |  |  | N | 50 | 0 | ASET IN USE
44 | KKM/JKN/HSA/10-05-01/H/15/476 | INFANT INCUBATOR | 24000 | HSASWOBE26006671 | Unit Rawatan Rapi Neonatal (NICU) | 2026-02-09 | 2026-02-10 |  |  | N | 50 | 0 | ASET IN USE
45 | KKM/JKN/HSA/10-05-01/H/15/484 | INFANT INCUBATOR | 24000 | HSASWOBE26006672 | Unit Rawatan Rapi Neonatal (NICU) | 2026-02-09 | 2026-02-10 |  |  | N | 50 | 0 | ASET IN USE
46 | KKM/JKN/HSA/10-05-01/H/15/1638 | MESIN HEMODIALYSIS | 36300 | HSASWOBE26006673 | Unit Hemodialisis (HDU) | 2026-02-09 | 2026-02-10 |  |  | N | 80 | 0 | ASET IN USE
47 | KKM/JKN/HSA/10-05-01/H/21/441 | INFANT INCUBATOR | 43000 | HSASWOBE26006675 | Unit Rawatan Rapi Neonatal (NICU) | 2026-02-09 | 2026-02-10 |  |  | N | 90 | 0 | ASET IN USE
48 | KKM/JKN/HSA/10-05-01/H/21/442 | INFANT INCUBATOR | 43000 | HSASWOBE26006676 | Unit Rawatan Rapi Neonatal (NICU) | 2026-02-09 | 2026-02-10 |  |  | N | 90 | 0 | ASET IN USE
49 | KKM/JKN/HSA/10-05-01/H/21/443 | INFANT INCUBATOR | 43000 | HSASWOBE26006677 | Unit Rawatan Rapi Neonatal (NICU) | 2026-02-09 | 2026-02-10 |  |  | N | 90 | 0 | ASET IN USE
50 | KKM/JKN/HSA/10-05-01/H/21/439 | INFANT INCUBATOR | 43000 | HSASWOBE26006678 | Unit Rawatan Rapi Neonatal (NICU) | 2026-02-09 | 2026-02-10 |  |  | N | 90 | 0 | ASET IN USE
51 | KKM/JKN/HSA/10-05-01/H/21/440 | INFANT INCUBATOR | 43000 | HSASWOBE26006679 | Unit Rawatan Rapi Neonatal (NICU) | 2026-02-09 | 2026-02-10 |  |  | N | 90 | 0 | ASET IN USE
52 | KKM/JKN/HSA/10-05-01/H/15/477 | INFANT INCUBATOR | 24000 | HSASWOBE26006686 | Unit Rawatan Rapi Neonatal (NICU) | 2026-02-10 | 2026-02-11 |  |  | N | 50 | 0 | ASET IN USE
53 | KKM/JKN/HSA/10-05-01/H/15/478 | INFANT INCUBATOR | 24000 | HSASWOBE26006687 | Unit Rawatan Rapi Neonatal (NICU) | 2026-02-10 | 2026-02-11 |  |  | N | 50 | 0 | ASET IN USE
54 | KKM/JKN/HSA/10-05-01/H/15/479 | INFANT INCUBATOR | 24000 | HSASWOBE26006688 | Unit Rawatan Rapi Neonatal (NICU) | 2026-02-10 | 2026-02-11 |  |  | N | 50 | 0 | ASET IN USE
55 | KKM/JKN/HSA/10-05-01/H/15/1654 | MESIN HEMODIALYSIS | 50000 | HSASWOBE26006689 | Unit Hemodialisis (HDU) | 2026-02-10 | 2026-02-11 |  |  | N | 110 | 0 | ASET IN USE
56 | KKM/JKN/HSA/10-05-01/H/15/1655 | MESIN HEMODIALYSIS | 50000 | HSASWOBE26006690 | Unit Hemodialisis (HDU) | 2026-02-10 | 2026-02-11 |  |  | N | 110 | 0 | ASET IN USE
57 | KKM/JKN/HSA/10-05-01/R/15/7155 | BLOOD PRESSURE MONITOR (SPHYGMOMANOMETER) | 1855 | HSASWOBE26006692 | WAD 9A (Wad Pembedahan Lelaki 9A) | 2026-02-10 | 2026-02-11 |  |  | N | 10 | 0 | ASET IN USE
58 | KKM/JKN/HSA/10-05-01/H/15/4845 | BREAST PUMP MACHINE/ MILK STERILLIZER | 12740 | HSASWOBE26006693 | WAD 8B (Wad Obstetrik & Ginekologi 8B) | 2026-02-10 | 2026-02-11 |  |  | N | 30 | 0 | ASET IN USE
59 | KKM/JKN/HSA/10-05-01/H/15/471 | INFANT INCUBATOR | 24000 | HSASWOBE26006700 | Unit Rawatan Rapi Neonatal (NICU) | 2026-02-11 | 2026-02-12 |  |  | N | 50 | 0 | ASET IN USE
60 | KKM/JKN/HSA/10-05-01/H/15/480 | INFANT INCUBATOR | 24000 | HSASWOBE26006701 | Unit Rawatan Rapi Neonatal (NICU) | 2026-02-11 | 2026-02-12 |  |  | N | 50 | 0 | ASET IN USE
61 | KKM/JKN/HSA/10-05-01/H/15/481 | INFANT INCUBATOR | 24000 | HSASWOBE26006702 | Unit Rawatan Rapi Neonatal (NICU) | 2026-02-11 | 2026-02-12 |  |  | N | 50 | 0 | ASET IN USE
62 | KKM/JKN/HSA/10-05-01/H/16/78 | INTERMITTENT PNEUMATIC COMPRESSION SYSTEM/DVT PUMP (KENDALL/SCD EXPRESS) | 8805 | HSASWOBE26006703 | High Dependency Ward (HDW) | 2026-02-11 | 2026-02-12 |  |  | N | 20 | 0 | ASET IN USE
63 | KKM/JKN/HSA/10-05-01/H/15/4236 | PUMP BREAST ELECTRIC | 12740 | HSASWOBE26006704 | Dewan Bersalin (LDU) | 2026-02-11 | 2026-02-12 |  |  | N | 30 | 0 | ASET IN USE
64 | KKM/JKN/HSA/10-05-01/H/21/124 | VENTILATOR | 105000 | HSASWOBE26006707 | Unit Rawatan Rapi (ICU) | 2026-02-11 | 2026-02-12 |  |  | N | 220 | 0 | ASET IN USE
65 | KKM/JKN/HSA/10-05-01/H/15/472 | INFANT INCUBATOR | 24000 | HSASWOBE26006711 | Unit Rawatan Rapi Neonatal (NICU) | 2026-02-12 | 2026-02-13 |  |  | N | 50 | 0 | ASET IN USE
66 | KKM/JKN/HSA/10-05-01/H/15/473 | INFANT INCUBATOR | 24000 | HSASWOBE26006712 | Unit Rawatan Rapi Neonatal (NICU) | 2026-02-12 | 2026-02-13 |  |  | N | 50 | 0 | ASET IN USE
67 | KKM/JKN/HSA/10-05-01/H/15/474 | INFANT INCUBATOR | 24000 | HSASWOBE26006713 | Unit Rawatan Rapi Neonatal (NICU) | 2026-02-12 | 2026-02-13 |  |  | N | 50 | 0 | ASET IN USE
70 | KKM/JKN/HSA/10-05-01/H/17/6 | DEFIBRILLATOR | 59850 | HSASWOBE26006721 | Jabatan Kecemasan & Trauma (ED) | 2026-02-13 | 2026-02-14 |  |  | N | 120 | 0 | ASET IN USE
71 | KKM/JKN/HSA/10-05-01/H/22/2 | TRANSPORT INCUBATOR | 40000 | HSASWOBE26006722 | Unit Rawatan Rapi Neonatal (NICU) | 2026-02-13 | 2026-02-14 |  |  | N | 90 | 0 | ASET IN USE
72 | KKM/JKN/HSA/10-05-01/H/22/110 | SYRINGE INFUSION PUMP | 3900 | HSASWOBE26006723 | High Dependency Ward (HDW) | 2026-02-13 | 2026-02-14 |  |  | N | 10 | 0 | ASET IN USE
73 | KKM/JKN/HSA/10-05-01/H/15/467 | INFANT INCUBATOR | 24000 | HSASWOBE26006726 | Unit Rawatan Rapi Neonatal (NICU) | 2026-02-16 | 2026-02-17 |  |  | N | 50 | 0 | ASET IN USE
74 | KKM/JKN/HSA/10-05-01/H/15/468 | INFANT INCUBATOR | 24000 | HSASWOBE26006727 | Unit Rawatan Rapi Neonatal (NICU) | 2026-02-16 | 2026-02-17 |  |  | N | 50 | 0 | ASET IN USE
75 | KKM/JKN/HSA/10-05-01/H/15/469 | INFANT INCUBATOR | 24000 | HSASWOBE26006728 | Unit Rawatan Rapi Neonatal (NICU) | 2026-02-16 | 2026-02-17 |  |  | N | 50 | 0 | ASET IN USE
76 | KKM/JKN/HSA/10-05-01/H/15/470 | INFANT INCUBATOR | 24000 | HSASWOBE26006729 | Unit Rawatan Rapi Neonatal (NICU) | 2026-02-16 | 2026-02-17 |  |  | N | 50 | 0 | ASET IN USE
77 | KKM/JKN/HSA/10-05-01/H/15/1223 | INFUSION PUMP | 7245 | HSASWOBE26006730 | Unit Rawatan Perubatan Harian (MDC) | 2026-02-16 | 2026-02-17 |  |  | N | 20 | 0 | ASET IN USE
78 | KKM/JKN/HSA/10-05-01/H/15/762 | FETAL HEART MONITOR (DAPTONE) | 0 | HSASWOBE26006740 | WAD 8B (Wad Obstetrik & Ginekologi 8B) | 2026-02-16 | 2026-02-17 |  |  | N | 0 | 0 | ASET IN USE
80 | KKM/JKN/HSA/10-05-01/H/15/4058 | PULSE OXIMETER AND SIMULATOR | 4000 | HSASWOBE26006742 | Unit Rawatan Rapi Neonatal (NICU) | 2026-02-16 | 2026-02-17 |  |  | N | 10 | 0 | ASET IN USE
83 | KKM/JKN/HSA/10-05-01/H/16/132 | PHOTOTHERAPY MACHINE (LAMP) | 7100 | HSASWOBE26006755 | Unit Rawatan Rapi Neonatal (NICU) | 2026-02-16 | 2026-02-17 |  |  | N | 20 | 0 | ASET IN USE
84 | KKM/JKN/HSA/10-05-01/H/16/133 | PHOTOTHERAPY MACHINE (LAMP) | 7100 | HSASWOBE26006756 | Unit Rawatan Rapi Neonatal (NICU) | 2026-02-16 | 2026-02-17 |  |  | N | 20 | 0 | ASET IN USE
85 | KKM/JKN/HSA/10-05-01/H/16/134 | PHOTOTHERAPY MACHINE (LAMP) | 7100 | HSASWOBE26006757 | Unit Rawatan Rapi Neonatal (NICU) | 2026-02-16 | 2026-02-17 |  |  | N | 20 | 0 | ASET IN USE
86 | KKM/JKN/HSA/10-05-01/H/16/135 | PHOTOTHERAPY MACHINE (LAMP) | 7100 | HSASWOBE26006758 | Unit Rawatan Rapi Neonatal (NICU) | 2026-02-16 | 2026-02-17 |  |  | N | 20 | 0 | ASET IN USE
87 | KKM/JKN/HSA/10-05-01/H/16/136 | PHOTOTHERAPY MACHINE (LAMP) | 7100 | HSASWOBE26006759 | Unit Rawatan Rapi Neonatal (NICU) | 2026-02-16 | 2026-02-17 |  |  | N | 20 | 0 | ASET IN USE
88 | KKM/JKN/HSA/10-05-01/H/16/137 | PHOTOTHERAPY MACHINE (LAMP) | 7100 | HSASWOBE26006760 | Unit Rawatan Rapi Neonatal (NICU) | 2026-02-16 | 2026-02-17 |  |  | N | 20 | 0 | ASET IN USE
89 | KKM/JKN/HSA/10-05-01/H/15/4305 | CARDIOTOCOGRAPH MACHINE | 10200 | HSASWOBE26006761 | WAD 8A (Wad Obstetrik & Ginekologi 8A) | 2026-02-16 | 2026-02-17 |  |  | N | 30 | 0 | ASET IN USE
90 | KKM/JKN/HSA/10-05-01/H/21/42 | SYRINGE INFUSION PUMP | 2800 | HSASWOBE26006765 | Unit Rawatan Rapi (ICU) | 2026-02-16 | 2026-02-17 |  |  | N | 10 | 0 | ASET IN USE
91 | KKM/JKN/HSA/10-05-01/H/22/3 | INFANT WARMER (RADIANT) | 18500 | HSASWOBE26006772 | Unit Rawatan Rapi Neonatal (NICU) | 2026-02-16 | 2026-02-17 |  |  | N | 40 | 0 | ASET IN USE
92 | KKM/JKN/HSA/10-05-01/H/21/242 | VOLUMETRIC PUMP | 2400 | HSASWOBE26006773 | WAD 9A (Wad Pembedahan Lelaki 9A) | 2026-02-16 | 2026-02-17 |  |  | N | 10 | 0 | ASET IN USE
93 | KKM/JKN/HSA/10-05-01/H/21/243 | VOLUMETRIC PUMP | 2400 | HSASWOBE26006774 | WAD 9A (Wad Pembedahan Lelaki 9A) | 2026-02-16 | 2026-02-17 |  |  | N | 10 | 0 | ASET IN USE
94 | KKM/JKN/HSA/10-05-01/H/21/244 | VOLUMETRIC PUMP | 2400 | HSASWOBE26006775 | WAD 9A (Wad Pembedahan Lelaki 9A) | 2026-02-16 | 2026-02-17 |  |  | N | 10 | 0 | ASET IN USE
95 | KKM/JKN/HSA/10-05-01/H/21/245 | VOLUMETRIC PUMP | 2400 | HSASWOBE26006776 | WAD 9A (Wad Pembedahan Lelaki 9A) | 2026-02-16 | 2026-02-17 |  |  | N | 10 | 0 | ASET IN USE
96 | KKM/JKN/HSA/10-05-01/H/21/246 | VOLUMETRIC PUMP | 2400 | HSASWOBE26006777 | WAD 9A (Wad Pembedahan Lelaki 9A) | 2026-02-16 | 2026-02-17 |  |  | N | 10 | 0 | ASET IN USE
97 | KKM/JKN/HSA/10-05-01/H/22/52 | INFANT INCUBATOR | 39000 | HSASWOBE26006779 | Unit Rawatan Rapi Neonatal (NICU) | 2026-02-16 | 2026-02-17 |  |  | N | 80 | 0 | ASET IN USE
98 | KKM/JKN/HSA/10-05-01/H/15/461 | SYRINGE INFUSION PUMP | 4300 | HSASWOBE26006786 | High Dependency Ward (HDW) | 2026-02-20 | 2026-02-21 |  |  | N | 10 | 0 | ASET IN USE
100 | KKM/JKN/HSA/10-05-01/H/15/665 | SYRINGE INFUSION PUMP | 4300 | HSASWOBE26006788 | High Dependency Ward (HDW) | 2026-02-20 | 2026-02-21 |  |  | N | 10 | 0 | ASET IN USE
102 | KKM/JKN/HSA/10-05-01/H/15/764 | CARDIOTOCOGRAPH MACHINE | 11565 | HSASWOBE26006791 | WAD 8A (Wad Obstetrik & Ginekologi 8A) | 2026-02-20 | 2026-02-21 |  |  | N | 30 | 0 | ASET IN USE
104 | KKM/JKN/HSA/10-05-01/H/15/992 | MESIN HEMODIALYSIS | 60000 | HSASWOBE26006793 | Unit Hemodialisis (HDU) | 2026-02-20 | 2026-02-21 |  |  | N | 130 | 0 | ASET IN USE
106 | KKM/JKN/HSA/10-05-01/H/15/689 | ECG (EKG) MACHINE | 6000 | HSASWOBE26006803 | Klinik Perubatan AM (GEN MEDICINE CLINIC) | 2026-02-24 | 2026-02-25 |  |  | N | 20 | 0 | ASET IN USE
107 | KKM/JKN/HSA/10-05-01/H/15/690 | ECG (EKG) MACHINE/GE HEALTHCARE | 6000 | HSASWOBE26006804 | Klinik Perubatan AM (GEN MEDICINE CLINIC) | 2026-02-24 | 2026-02-25 |  |  | N | 20 | 0 | ASET IN USE
108 | KKM/JKN/HSA/10-05-01/H/15/691 | ECG (EKG) MACHINE | 6000 | HSASWOBE26006805 | Klinik Perubatan AM (GEN MEDICINE CLINIC) | 2026-02-24 | 2026-02-25 |  |  | N | 20 | 0 | ASET IN USE
110 | KKM/JKN/HSA/10-05-01/H/21/203 | MESIN HEMODIALYSIS | 69900 | HSASWOBE26006816 | Unit Hemodialisis (HDU) | 2026-02-24 | 2026-02-25 |  |  | N | 140 | 0 | ASET IN USE
112 | KKM/JKN/HSA/10-05-01/H/15/686 | ECG (EKG) MACHINE | 6000 | HSASWOBE26006822 | Klinik Perubatan AM (GEN MEDICINE CLINIC) | 2026-02-25 | 2026-02-26 |  |  | N | 20 | 0 | ASET IN USE
113 | KKM/JKN/HSA/10-05-01/H/15/687 | ECG (EKG) MACHINE | 6000 | HSASWOBE26006823 | Klinik Perubatan AM (GEN MEDICINE CLINIC) | 2026-02-25 | 2026-02-26 |  |  | N | 20 | 0 | ASET IN USE
114 | KKM/JKN/HSA/10-05-01/H/15/688 | ECG (EKG) MACHINE | 6000 | HSASWOBE26006824 | Klinik Perubatan AM (GEN MEDICINE CLINIC) | 2026-02-25 | 2026-02-26 |  |  | N | 20 | 0 | ASET IN USE
115 | KKM/JKN/HSA/10-05-01/H/15/575 | ECG (EKG) MACHINE | 10000 | HSASWOBE26006825 | WAD 9A (Wad Pembedahan Lelaki 9A) | 2026-02-25 | 2026-02-26 |  |  | N | 30 | 0 | ASET IN USE
116 | KKM/JKN/HSA/10-05-01/H/15/1066 | PHOTOTHERAPY MACHINE (LAMP) | 6000 | HSASWOBE26006827 | Unit Rawatan Rapi Neonatal (NICU) | 2026-02-25 | 2026-02-26 |  |  | N | 20 | 0 | ASET IN USE
117 | KKM/JKN/HSA/10-05-01/H/15/1067 | PHOTOTHERAPY MACHINE (LAMP) | 6000 | HSASWOBE26006828 | Unit Rawatan Rapi Neonatal (NICU) | 2026-02-25 | 2026-02-26 |  |  | N | 20 | 0 | ASET IN USE
118 | KKM/JKN/HSA/10-05-01/H/15/1068 | PHOTOTHERAPY MACHINE (LAMP) | 6000 | HSASWOBE26006829 | Unit Rawatan Rapi Neonatal (NICU) | 2026-02-25 | 2026-02-26 |  |  | N | 20 | 0 | ASET IN USE
119 | KKM/JKN/HSA/10-05-01/H/15/1069 | PHOTOTHERAPY MACHINE (LAMP) | 6000 | HSASWOBE26006830 | Unit Rawatan Rapi Neonatal (NICU) | 2026-02-25 | 2026-02-26 |  |  | N | 20 | 0 | ASET IN USE
120 | KKM/JKN/HSA/10-05-01/H/15/1070 | PHOTOTHERAPY MACHINE (LAMP) | 6000 | HSASWOBE26006831 | Unit Rawatan Rapi Neonatal (NICU) | 2026-02-25 | 2026-02-26 |  |  | N | 20 | 0 | ASET IN USE
121 | KKM/JKN/HSA/10-05-01/H/15/1071 | PHOTOTHERAPY MACHINE (LAMP) | 6000 | HSASWOBE26006832 | Unit Rawatan Rapi Neonatal (NICU) | 2026-02-25 | 2026-02-26 |  |  | N | 20 | 0 | ASET IN USE
122 | KKM/JKN/HSA/10-05-01/H/15/1072 | PHOTOTHERAPY MACHINE (LAMP) | 6000 | HSASWOBE26006833 | Unit Rawatan Rapi Neonatal (NICU) | 2026-02-25 | 2026-02-26 |  |  | N | 20 | 0 | ASET IN USE
123 | KKM/JKN/HSA/10-05-01/H/15/1074 | PHOTOTHERAPY MACHINE (LAMP) | 6000 | HSASWOBE26006834 | Unit Rawatan Rapi Neonatal (NICU) | 2026-02-25 | 2026-02-26 |  |  | N | 20 | 0 | ASET IN USE
124 | KKM/JKN/HSA/10-05-01/H/15/1075 | PHOTOTHERAPY MACHINE (LAMP) | 6000 | HSASWOBE26006835 | Unit Rawatan Rapi Neonatal (NICU) | 2026-02-25 | 2026-02-26 |  |  | N | 20 | 0 | ASET IN USE
125 | KKM/JKN/HSA/10-05-01/H/15/1076 | PHOTOTHERAPY MACHINE (LAMP) | 6000 | HSASWOBE26006836 | Unit Rawatan Rapi Neonatal (NICU) | 2026-02-25 | 2026-02-26 |  |  | N | 20 | 0 | ASET IN USE
126 | KKM/JKN/HSA/10-05-01/H/15/1077 | PHOTOTHERAPY MACHINE (LAMP) | 6000 | HSASWOBE26006837 | Unit Rawatan Rapi Neonatal (NICU) | 2026-02-25 | 2026-02-26 |  |  | N | 20 | 0 | ASET IN USE
127 | KKM/JKN/HSA/10-05-01/H/15/4950 | PHOTOTHERAPY UNIT FREESTANDING | 6000 | HSASWOBE26006838 | Unit Rawatan Rapi Neonatal (NICU) | 2026-02-25 | 2026-02-26 |  |  | N | 20 | 0 | ASET IN USE
129 | KKM/JKN/HSA/10-05-01/H/15/594 | FETAL HEART MONITOR (DAPTONE) | 10200 | HSASWOBE26006842 | Dewan Bersalin (LDU) | 2026-02-26 | 2026-02-27 |  |  | N | 30 | 0 | ASET IN USE
133 | KKM/JKN/HSA/10-05-01/H/15/4303 | CARDIOTOCOGRAPH MACHINE | 10200 | HSASWOBE26006851 | WAD 8A (Wad Obstetrik & Ginekologi 8A) | 2026-02-27 | 2026-02-28 |  |  | N | 30 | 0 | ASET IN USE
135 | KKM/JKN/HSA/10-05-01/H/15/670 | SYRINGE INFUSION PUMP | 4300 | HSASWOBE26006857 | High Dependency Ward (HDW) | 2026-02-27 | 2026-02-28 |  |  | N | 10 | 0 | ASET IN USE
137 | KKM/JKN/HSA/10-05-01/H/15/4299 | CARDIOTOCOGRAPH MACHINE | 10200 | HSASWOBE26006861 | PAC | 2026-02-27 | 2026-02-28 |  |  | N | 30 | 0 | ASET IN USE
138 | KKM/JKN/HSA/10-05-01/R/15/17098 | DIAGNOSTIC SET ADULT | 1820 | HSASWOBE26006862 | High Dependency Ward (HDW) | 2026-02-27 | 2026-02-28 |  |  | N | 10 | 0 | ASET IN USE
139 | KKM/JKN/HSA/10-05-01/H/15/4301 | CARDIOTOCOGRAPH MACHINE | 10200 | HSASWOBE26006863 | Klinik Obstetrik Ginekologi (O&G CLINIC) | 2026-02-27 | 2026-02-28 |  |  | N | 30 | 0 | ASET IN USE
140 | KKM/JKN/HSA/10-05-01/H/15/4300 | CARDIOTOCOGRAPH MACHINE | 10200 | HSASWOBE26006864 | Klinik Obstetrik Ginekologi (O&G CLINIC) | 2026-02-27 | 2026-02-28 |  |  | N | 30 | 0 | ASET IN USE
TOTAL DEDUCTION FOR IND. B.3: | [11 empty] | 0
Formulas:
Scheduled Start Date = VLOOKUP(B:B,'[3]SCHEDULE PPM 2026'!$D:$J,7,FALSE)

## B4-UPTIME
MINISTRY OF HEALTH
Deduction Mapping Report Biomedical Engineering Maintenance Services (BEMS)
INDICATOR B.4 UPTIME GUARANTEE
|  | HOSPITAL SHAH ALAM | [12 empty] | MONTH/YEAR : | 2026-03-01
|  | SELANGOR | [9 empty] | BEMS MONTHLY FEE (RM)@ 97.5% : |  |  |  | 352591.824
|  | AMBANG WIRA SDN BHD | [9 empty] | FMS MONTHLY FEE (RM) @ 2.5% : |  |  |  | 9040.816
Notes:
1) Deduction Ringgit Equivalent is based on Appendix 11 of the Agreement, Section B3 Key Deduction Indicators for BEMS
2) Deduction Value for 1st cut off is Deduction Ringgit Equivalent (per event)
3) Deduction Value for 2nd cut off is Deduction Ringgit Equivalent (per event) multiply by 2
4) Display only asset affected by deduction
No. | Asset No | Type Description | Asset Purchase cost | Asset Age | TRKPI % | Uptime % | [11 empty] | Deduction Ringgit Equivalent (RM) | Previous Deduction (Month) |  | Deduction for the month (Y/N) |  | Deduction Value (RM) |  | Total Deduction (RM) | Remarks
[6 empty] | Jan | Feb | Mar | Apr | May | Jun | Jul | Aug | Sep | Oct | Nov | Dec |  | 1st | 2nd | 1st | 2nd | 1st | 2nd
1 | KKM/JKN/HSA/10-05-01/H/15/2458 | AUDIOMETER | 43690 | 11 | 88% | Uptime % Jan: 92.88%; Uptime % Feb: 85.21%; Uptime % Mar: 76.71% | 90 | Y |  |  | Y | 0 | 180 | 180 | BELUM CLOSE
2 | KKM/JKN/HSA/10-05-01/H/15/2538 | MAMMOGRAPHY WITH BIOPSY, DIGITAL | 990000 | 11 | 85% | Uptime % Jan: 93.7%; Uptime % Mar: 77.53% | 1990 | N |  |  | N | 0 | 0 | 0 | BELUM CLOSE, RIW
3 | KKM/JKN/HSA/10-05-01/H/20/129 | INFUSION PUMP | 3150 | 6 | 95% | Uptime % Jan: 93.7%; Uptime % Feb: 86.03%; Uptime % Mar: 77.53% | 10 | Y |  |  | Y | 0 | 20 | 20 | BELUM CLOSE
4 | KKM/JKN/HSA/10-05-01/H/20/268 | Ventilators, Intensive Care, Neonatal/Pediatric | 50000 | 6 | 95% | Uptime % Jan: 93.97%; Uptime % Feb: 86.3%; Uptime % Mar: 77.81% | 110 | Y |  |  | Y | 0 | 220 | 220 | BELUM CLOSE
5 | KKM/JKN/HSA/10-05-01/H/21/291 | Phototherapy Units, Visible Light, Hyperbilirubinemia | 7100 | 5 | 99% | Uptime % Jan: 94.52%; Uptime % Feb: 86.85%; Uptime % Mar: 86.58% | 20 | Y |  |  | N | 0 | 0 | 0 | CLOSE
6 | KKM/JKN/HSA/10-05-01/H/22/84 | PHOTOTHERAPY MACHINE | 7100 | 4 | 99% | Uptime % Jan: 94.52%; Uptime % Feb: 86.85%; Uptime % Mar: 78.36% | 20 | Y |  |  | Y | 0 | 40 | 40 | BELUM CLOSE
7 | KKM/JKN/HSA/10-05-01/H/15/1609 | INFANT VENTILATOR | 53000 | 11 | 88% | Uptime % Jan: 94.52% | 110 | N |  | N |  | 0 | 0 | 0 | CLOSE
8 | KKM/JKN/HSA/10-05-01/H/15/4018 | HEMOGLOBIN SYSTEM FOR HBA1C | 67000 | 11 | 85% | Uptime % Jan: 95.07%; Uptime % Feb: 87.4%; Uptime % Mar: 80% | 140 | Y |  |  | N | 0 | 0 | 0 | CLOSE 27/3/26
9 | KKM/JKN/HSA/10-05-01/H/21/339 | VENTILATOR (NEONATAL) | 137000 | 5 | 99% | Uptime % Jan: 95.34%; Uptime % Feb: 87.67%; Uptime % Mar: 83.29% | 280 | Y |  |  | N | 0 | 0 | 0 | CLOSE
10 | KKM/JKN/HSA/10-05-01/H/15/581 | PATIENT MONITORING EQUIP.(AUTOMATIC MULTIPARAMETER) | 4300 | 11 | 88% | Uptime % Jan: 95.62%; Uptime % Feb: 89.04% | 10 | Y |  |  | N | 0 | 0 | 0 | CLOSE
11 | KKM/JKN/HSA/10-05-01/H/15/479 | INFANT INCUBATOR | 24000 | 11 | 88% | Uptime % Feb: 95.62%; Uptime % Mar: 90.14% | 50 | N |  | N |  | 0 | 0 | 0 | BELUM CLOSE
12 | KKM/JKN/HSA/10-05-01/H/17/4 | ULTRASOUND SCANNER/MINDRAY M9 | 198800 | 9 | 92% | Uptime % Feb: 95.89%; Uptime % Mar: 94.08% | 400 | N |  | N |  | 0 | 0 | 0 | BELUM CLOSE
13 | KKM/JKN/HSA/10-05-01/H/15/790 | SYRINGE INFUSION PUMP | 4300 | 11 | 88% | Uptime % Jan: 96.16%; Uptime % Feb: 88.49%; Uptime % Mar: 83.84% | 10 | N |  | Y |  | 10 | 0 | 10 | CLOSE 17/3/26
14 | HSAS10016 | DRILL, SURGICAL, SMALL BONE, PNEUMATIC | 80900 | 10 | 95% | Uptime % Jan: 96.44%; Uptime % Feb: 88.77%; Uptime % Mar: 84.38% | 170 | N |  | Y |  | 170 | 0 | 170 | BELUM CLOSE
15 | KKM/JKN/HSA/10-05-01/H/15/312 | VENTILATOR | 50000 | 11 | 88% | Uptime % Jan: 96.44%; Uptime % Feb: 88.77%; Uptime % Mar: 80.27% | 110 | N |  | Y |  | 110 | 0 | 110 | BELUM CLOSE
16 | KKM/JKN/HSA/10-05-01/H/15/985 | ELECTROSURGICAL UNIT | 20328 | 11 | 88% | Uptime % Jan: 96.44%; Uptime % Feb: 88.77%; Uptime % Mar: 80.27% | 50 | N |  | Y |  | 50 | 0 | 50 | BELUM CLOSE
17 | KKM/JKN/HSA/10-05-01/H/15/2250 | Infusion Pumps, Syringe | 2700 | 11 | 88% | Uptime % Jan: 96.44%; Uptime % Feb: 88.77%; Uptime % Mar: 80.55% | 10 | N |  | Y |  | 10 | 0 | 10 | CLOSE 30/3/26
18 | KKM/JKN/HSA/10-05-01/H/19/17 | PULSE OXIMETER AND SIMULATOR | 5450 | 7 | 95% | Uptime % Jan: 96.71%; Uptime % Feb: 89.04%; Uptime % Mar: 80.55% | 20 | N |  | Y |  | 20 | 0 | 20 | BELUM CLOSE
19 | KKM/JKN/HSA/10-05-01/H/15/1236 | INFUSION PUMP | 7245 | 11 | 88% | Uptime % Jan: 96.71% | 20 | N |  |  |  | 0 | 0 | 0 | CLOSE
20 | KKM/JKN/HSA/10-05-01/H/15/1235 | INFUSION PUMP | 7245 | 11 | 88% | Uptime % Jan: 96.71% | 20 | N |  |  |  | 0 | 0 | 0 | CLOSE
21 | KKM/JKN/HSA/10-05-01/H/16/85 | PULSE OXIMETER AND SIMULATOR | 7400 | 10 | 88% | Uptime % Jan: 96.99%; Uptime % Feb: 89.32%; Uptime % Mar: 80.82% | 20 | N |  | N |  | 0 | 0 | 0 | BELUM CLOSE
22 | KKM/JKN/HSA/10-05-01/H/15/3630 | INFANT VENTILATOR | 53000 | 11 | 88% | Uptime % Jan: 96.99% | 110 |  |  | N |  | 0 | 0 | 0 | CLOSE
23 | KKM/JKN/HSA/10-05-01/H/15/315 | VENTILATOR | 50000 | 11 | 95% | Uptime % Jan: 97.26%; Uptime % Feb: 89.59%; Uptime % Mar: 81.1% | 110 | N |  | N |  | 0 | 0 | 0 | BELUM CLOSE
24 | KKM/JKN/HSA/10-05-01/H/15/559 | INFANT INCUBATOR | 68000 | 11 | 88% | Uptime % Jan: 97.26% | 140 | N |  |  |  | 0 | 0 | 0 | CLOSE
25 | KKM/JKN/HSA/10-05-01/H/16/135 | PHOTOTHERAPY MACHINE (LAMP) | 7100 | 10 | 95% | Uptime % Jan: 97.26%; Uptime % Feb: 89.59%; Uptime % Mar: 81.1% | 20 |  |  | N |  | 0 | 0 | 0 | BELUM CLOSE
26
27
28
29
30
31
32
33
34
35
36
37
38
39
40
41
42
43
44
45
46
47
48
49
50
51
52
53
54 | KKM/JKN/HSA/10-05-01/R/23/8 | PORTABLE FETAL DOPPLER | 1700 | 3 | 99% | Uptime % Jan: 98.63%; Uptime % Feb: 90.68%; Uptime % Mar: 89.59% | 10 | N |  | N |  | 0 | 0 | 0 | CLOSE
55 | KKM/JKN/HSA/10-05-01/H/22/142 | PATIENT MONITORING EQUIP | 22500 | 4 | 99% | Uptime % Feb: 90.68%; Uptime % Mar: 89.86% | 50 | N |  | N |  | 0 | 0 | 0 | CLOSE 3/3/26
56 | KKM/JKN/HSA/10-05-01/H/23/54 | Warming Units, Patient, Radiant, Infant | 19266 | 3 | 96% | Uptime % Feb: 87.67% | 40 | Y |  |  | N | 0 | 0 | 0 | CLOSE
57 | KKM/JKN/HSA/10-05-01/H/23/43 | VIDEO HEAD IMPULSE TEST | 94900.44 | 3 | 99% | Uptime % Feb: 92.88%; Uptime % Mar: 84.38% | 190 | Y |  |  | N | 0 | 0 | 0 | BELUM CLOSE
58 | KKM/JKN/HSA/10-05-01/H/21/251 | VOLUMETRIC PUMP | 2400 | 5 | 95% | Uptime % Feb: 93.15%; Uptime % Mar: 84.66% | 10 | Y |  |  | N | 0 | 0 | 0 | BELUM CLOSE
59 | KKM/JKN/HSA/10-05-01/H/20/211 | PHOTOTHERAPY MACHINE (LAMP) | 6500 | 6 | 95% | Uptime % Feb: 93.7%; Uptime % Mar: 85.21% | 20 | Y |  |  | N | 0 | 0 | 0
60 | KKM/JKN/HSA/10-05-01/H/21/104 | INFANT VENTILATOR | 130000 | 5 | 99% | Uptime % Feb: 93.7%; Uptime % Mar: 89.59% | 270 | Y |  |  | N | 0 | 0 | 0 | CLOSE 5/3/26
61 | KKM/JKN/HSA/10-05-01/H/23/57 | INFANT WARMER | 19266 | 3 | 96% | Uptime % Feb: 94.52%; Uptime % Mar: 86.03% | 40 | Y |  |  | N | 0 | 0 | 0 | BELUM CLOSE
62 | KKM/JKN/HSA/10-05-01/H/23/50 | INFANT WARMER | 19266 | 3 | 96% | Uptime % Feb: 95.34%; Uptime % Mar: 86.85% | 40 | Y |  |  | N | 0 | 0 | 0 | BELUM CLOSE
63 | KKM/JKN/HSA/10-05-01/H/21/29 | VENTILATOR | 105000 | 5 | 99% | Uptime % Feb: 96.44%; Uptime % Mar: 87.95% | 220 | Y |  |  | N | 0 | 0 | 0 | BELUM CLOSE
64 | KKM/JKN/HSA/10-05-01/R/15/7037 | SCALES BABY DIGITAL/ELECTRONIC W/MEASURE | 1500 | 11 | 88% | Uptime % Mar: 96.79% | 10 |  |  | N |  | 0 | 0 | 0 | BELUM CLOSE
65 | KKM/JKN/HSA/10-05-01/H/23/55 | INFANT WARMER | 19266 | 3 | 96% | Uptime % Mar: 95.15% | 40 |  |  | N |  | 0 | 0 | 0 | BELUM CLOSE
66 | KKM/JKN/HSA/10-05-01/H/15/2542 | COMPUTER RADIOGRAPHY (MULTI LOADER & WORKSTATION) | 125000 | 11 | 88% | Uptime % Mar: 97.93% | 260 |  |  | N |  | 0 | 0 | 0 | BELUM CLOSE
67 | KKM/JKN/HSA/10-05-01/H/23/36 | INFANT INCUBATOR | 49000 | 3 | 99% | Uptime % Mar: 94.45% | 100 |  |  | N |  | 0 | 0 | 0 | BELUM CLOSE
68 | KKM/JKN/HSA/10-05-01/H/15/4036 | DIALYZER REPROCESSING SYSTEM | 48000 | 11 | 88% | Uptime % Mar: 94.62% | 100 |  |  | N |  | 0 | 0 | 0 | BELUM CLOSE
69 | KKM/JKN/HSA/10-05-01/R/23/9 | PORTABLE FETAL DOPPLER | 1700 | 3 | 99% | Uptime % Mar: 97.68% | 10 |  |  | N |  | 0 | 0 | 0 | BELUM CLOSE
70 | KKM/JKN/HSA/10-05-01/H/15/1586 | INFANT WARMER (RADIANT) | 24000 | 11 | 85% | Uptime % Mar: 91.87% | 50 |  |  | N |  | 0 | 0 | 0 | BELUM CLOSE
71 | KKM/JKN/HSA/10-05-01/H/22/126 | ULTRASOUND SCANNER | 49000 | 4 | 96% | Uptime % Mar: 92.2% | 100 |  |  | Y |  | 100 | 0 | 100 | BELUM CLOSE
72 | KKM/JKN/HSA/10-05-01/H/22/144 | PATIENT MONITORING EQUIPMENT | 8700 | 4 | 99% | Uptime % Mar: 93.68% | 20 |  |  | Y |  | 20 | 0 | 20 | BELUM CLOSE
73 | KKM/JKN/HSA/10-05-01/H/15/470 | INFANT INCUBATOR | 24000 | 11 | 88% | Uptime % Mar: 93.82% | 50 |  |  | N |  | 0 | 0 | 0 | BELUM CLOSE
74 | KKM/JKN/HSA/10-05-01/H/15/475 | INFANT INCUBATOR | 24000 | 11 | 88% | Uptime % Mar: 93.82% | 50 |  |  | N |  | 0 | 0 | 0 | BELUM CLOSE
75 | KKM/JKN/HSA/10-05-01/H/15/2449 | PATIENT WARMER (BLANKET) | 6560 | 11 | 85% | Uptime % Mar: 94.07% | 20 |  |  | N |  | 0 | 0 | 0 | BELUM CLOSE
TOTAL DEDUCTION FOR IND. B.4: | [24 empty] | 830

## B5-T&C
MINISTRY OF HEALTH
Deduction Mapping Report Biomedical Engineering Maintenance Services (BEMS)
INDICATOR B.5 TESTING & COMMISSIONING AND WARRANTY MANAGEMENT
| HOSPITAL NAME : | HOSPITAL SHAH ALAM | [5 empty] | MONTH/YEAR : | 2026-03-01
| STATE : | SELANGOR |  |  | BEMS MONTHLY FEE (RM) @ 97.5 % : |  |  |  | 352591.824
| COMPANY : | AMBANG WIRA SDN BHD |  |  | FMS MONTHLY FEE (RM) @ 2.5% : |  |  |  | 9040.816
Notes:
1) Deduction Ringgit Equivalent is based on Appendix 11 of the Agreement, Section B3 Key Deduction Indicators for BEMS
2) Deduction Value is Deduction Ringgit Equivalent (per event)
3) Display only asset affected by deduction
4) *May not be applicable for unregistered asset
5) **Only applicable for under warranty management deduction
No | Work Order/ NCR | Work Order/ NCR Date | Work Order/ NCR Reference No. | Work Order/ NCR Description | User Location | T&C Date | Completion Date | Asset Number* | Asset Description | Warranty Expiry Date** | Asset Purchase Price (RM) | Deduction Ringgit Equivalent (RM) | Validate Status (Y/N) | Deduction Value (RM) | Remarks
Work Order Closed
1 | HSASWIBE26006661 | 2026-02-04 |  | TNC MESIN OCT DI KLINIK OFTAL | KLINIK OFTALMOLOGI | 2026-02-04 | 2026-03-02 | H/16/120 | SPECTRAL IMAGING SYSTEM | NA | 0 |  | N | - | CLOSE, POSTPONE OTHER DATE
Work Order Open
1
TOTAL DEDUCTION FOR IND. B.5: | [13 empty] | 0

## Sheet2 (hidden)
No | Asset No | Asset Description | Asset Purchase Price (RM) | Work Order No. |  | User Location | Work Order/ Complaint Details | Response Category (Emergency/ Normal) | Total Response Time (minutes) | Work Request Date | Work Completion Date | Deduction Ringgit Equivalent (RM) | Indicator B.1 |  |  | Indicator B.2 | [5 empty] | Contract
[5 empty] | wo | [7 empty] | Validate Status (Y/N) | Deduction Value (RM) | Remarks/ Exemption | Validate Status (Y/N) | Total Repair Time (day) | Last date of 7 working days (dd/mm/yy) | Demerit Point | Deduction Value (RM) | Remarks/ Exemption |  | Total Repair Time (day) | Hours | Total Hours | Total Hours / Year | Balance Uptime | Uptime Percentage | Uptime TRKPI | Uptime Deduction Yes / No
23 | IKN400966 | LINEAR ACCELERATOR | 12049370 | 1811 |  | RT159 | Lazer Double | Normal | 0:15 | 2019-11-12 | 2019-11-26 | 100 | N | 0 | Response On_Time | N | 15 | 2019-11-20 | 6 | 600 |  | Strands | 15 | 24 | 360 | 8072 | 7712 | 95.54% | 92% | No
1 | IKN400292 | Infusion Pumps, General-Purpose | 10825 | 1655 |  | WAD 8A | Infucient Pump-Mesin Problem | Normal | 0:37 | 2019-11-05 | 2019-11-30 | 30 | N | 0 | Response On_Time | Y | 26 | 2019-11-13 | 17 | 510 |  | Strands | 26 | 24 | 624 | 8072 | 7448 | 92.27% | 95% | Yes
2 | IKN400978 | Scanning Systems, Computed Tomography | 3557530 | 1172 |  | RT | sendingg image from vsim to mosaiq | Normal | 0:30 | 2019-11-01 | 2019-11-13 | 100 | N | 0 | Response On_Time | N | 13 | 2019-10-25 | 13 | 1300 |  | Strands | 13 | 24 | 312 | 8072 | 7760 | 96.13% | 95% | No
3 | IKN400973 | Scanning Systems, Computed Tomography | 3557530 | 1173 |  | RT | sendingg image from vsim to mosaiq | Normal | 0:20 | 2019-11-01 | 2019-11-13 | 100 | N | 0 | Response On_Time | N | 13 | 2019-10-25 | 13 | 1300 |  | Strands | 13 | 24 | 312 | 8072 | 7760 | 96.13% | 95% | No
4 | IKN400151 | Mattress Systems, Alternating-Pressure | 28630 | 1449 |  | WAD 7A | Motor ripple mattress rosak | Normal | 0:40 | 2019-11-01 | 2019-11-06 | 60 | N | 0 | Response On_Time | N | 6 | 2019-11-05 | 6 | 360 |  | Strands | 6 | 24 | 144 | 8072 | 7928 | 98.22% | 92% | No
5 | IKN400967 | Linear Accelerators | 12049370 | 1471 |  | RT | Table verticle movement problem | Normal | 1:35 | 2019-11-01 | 2019-11-04 | 100 | N | 0 | Response On_Time | N | 4 | 2019-11-06 | 4 | 400 |  | Strands | 4 | 24 | 96 | 8072 | 7976 | 98.81% | 92% | No
6 | NB 355296 | Mattress Systems, Alternating-Pressure | 28630 | 1476 |  | WAD 7B | Ripple Mattress tidak boleh pump | Normal | 0:34 | 2019-11-01 | 2019-11-06 | 60 | N | 0 | Response On_Time | N | 6 | 2019-11-06 | 6 | 360 |  | #N/A | 6 | 24 | 144 | 8072 | 7928 | 98.22% | 92% | No
7 | IKN400350 | Sphygmomanometers, Electronic, Automatic | 4510 | 1496 |  | WAD 7B | BP Set warna putih rosak. | Normal | 0:15 | 2019-11-01 | 2019-11-06 | 10 | N | 0 | Response On_Time | N | 6 | 2019-11-06 | 6 | 60 |  | Strands | 6 | 24 | 144 | 8072 | 7928 | 98.22% | 92% | No
8 | IKN400775 | Scanning Systems, Ultrasonic, General-Purpose | 1044560 | 1535 |  | ID | Ultrasound tidak keluar gambar | Normal | 0:25 | 2019-11-01 | 2019-11-04 | 100 | N | 0 | Response On_Time | N | 4 | 2019-11-07 | 4 | 400 |  | Strands | 4 | 24 | 96 | 8072 | 7976 | 98.81% | 95% | No
9 | IKN400567 | Cameras, Gamma | 3191750 | 1550 |  | NM | MEGP detector one collision | Normal | 0:05 | 2019-11-01 | 2019-11-04 | 100 | N | 0 | Response On_Time | N | 4 | 2019-11-08 | 4 | 400 |  | Strands | 4 | 24 | 96 | 8072 | 7976 | 98.81% | 92% | No
10 | IKN400786 | Radiographic/Fluoroscopic Systems, Angiographic/Intervention | 3191750 | 1565 |  | ID | Request for user training at Radiology Department (Angio) on 23/10/2019. | Normal | 0:00 | 2019-11-01 | 2019-11-04 | 100 | N | 0 | Response On_Time | N | 4 | 2019-11-08 | 4 | 400 |  | Strands | 4 | 24 | 96 | 8072 | 7976 | 98.81% | 92% | No
6090
Formulas:
Last date of 7 working days (dd/mm/yy) = WORKDAY([Work Request Date],6,tarikhcuti)